## 한수원 미결 단종자재(Q,A)
순번 | 발전소 | 자재번호 | 제품군 | 분야 | 자재내역 | 품질등급 | 공급사/제작사/모델번호/파트번호 내역(NEW) | 규격 | 공급사(OLD) | 제작사명(OLD) | PART NO(OLD) | MODEL(OLD) | 대표 기능위치 | 대표 기능위치 내역
1 | 한빛2발 | 200001792 | 에어모터 | 전기 | MOTOR,PNEU,RADIATION AIR SAMPLE PUMP,115 | Q | OEM:General Atomics ¦ P/N:03600600-001 ¦ M/N:SA55ZZHRM-4636 | PNEUMATIC MOTOR,RADIATION AIR SAMPLE PUMP,전기 데이터:115V,60Hz,1phase,10.8A | N/A | GENERAL ATOMICS ELECTRONIC SYSTEMS, INC. | 03600600-001 | SA55ZZHRM-4636 | 2323-762-M-PR-002P | SAB HVAC EFFLUENT SAMPLER
2 | 한빛2발 | 200002400 | 과급기/터보차져 | 기계 | 과급기(TURBOCHARGER),TURBO CHARGER,M896,M/N | Q | OEM:WARTSILA FRANCE S.A.S ¦ P/N:PNUC-S612881 | TURBO CHARGER | WARTSILA FRANCE SAS | WARTSILA SACM DIESEL MARI | PNUC-S612881 | UD 45 V20 S5D | 2323-591-M-DG-01KA | D/G SET
3 | 월성1발 | 200023114 | 히팅엘레멘트/히팅로드 | 전기 | 히팅엘레멘트,FLANGE TYPE,ELECTRIC HEATER,2490㎜ | A | OEM:CETAL S.A.S ¦ 대표자재 ¦ M/N:IN053126<br>OES:MAN Energy Solutions France SAS ¦ 대표자재 ¦ M/N:IN053126 | HEATING ELEMENT,ELECTRIC HEATER,FLANGED IMMERSION,SS,2490mm,FLANGE TYPE,63degC(OUTLET),81kW,480V,60Hz,IMMERSION COIL,사용온도(하한):55degC(INLET) | MAN DIESEL & TURBO F | CETAL S.A.S |  | IN053126 | 2212-52810-HTR01 | 5211-SG1 HT WATER ELECTRIC HEATER 01
4 | 월성2발 | 200056368 | 다이아프램밸브 | 기계 | 다이아프램 밸브,3/4in,SA182 F316L,1.69MPa,93˚C, | Q | OEM:TAYLOR FORGE OF CANADA CO. ¦ M/N:TFC-135430/135445/1 ¦ SCN(Stock Code No.):547L1661W2<br>OES:Candu Energy Inc. ¦ M/N:TFC-135430/135445/1 | DIAPHRAGM VALVE,SW(Socket Weld),3/4in,150lb,ASME SA182 F316L,EPDM,SW(Socket Weld),1.69MPa(MAX),93degC(MAX),HEAVY WATER,HANDWHEEL OPER,ASME SEC.III ND(89ED.89ADD) | TAYLOR FORGE ENGINEE | TAYLOR FORGE OF CANADA CO. |  | TFC-135430/135445/1 | 2223-38410-V107 | COLUMN BYPASS DIAPHRAGM 1"BVALVE
5 | 한빛3발 | 200059121 | 밸브 디스크 | 기계 | 디스크/시트 세트,밸브용,SS410/HT,SS410/HT,PLUG & S | A | OES:IMI Critical Engineering LLC ¦ P/N:724102181 ¦ M/N:1000;100H | VALVE DISC,8x8.900,SS410/HT,SEAT:SS410/HT,1255psi(g),575degF,밸브타입:PLUG&STEM,적용품질기준:REFER TO TECHNICAL,적용품질기준:SPECIFICATION,품질서류 1:SPECIFICATION,품질서류 1:REFER TO TECHNICAL | CCI | CCI(CONTROL COMPONENTS INC) | 724102181 | 1000 | 2330-00-02 | 삭제대상
6 | 한빛2발 | 200072531 | 너트 | 기계 | 너트,자동잠금식 육각형,1498F68H05,31721, | A | OES:Westinghouse Electric Company ¦ P/N:1498F68H05 N | NUT | WESTINGHOUSE ELECTRIC COMPANY | WESTINGHOUSE ELECTRIC COMPANY | 1498F68H05 |  | #N/A | #N/A
7 | 고리2발 | 200129786 | 전력용 차단기 | 전기 | 차단기(CIRCUIT BREAKER),AIR,480V,1600A,ORIG | A | OES:SIEMENS ENERGY & AUTOMATION INC ¦ P/N:LAF-1600B | ACB,AIR,480V,1600A | GOLDEN GATE SWITCHBO | SIEMENS ENERGY & AUTOMATION INC. | LAF-1600B |  | 2124-NG-S06 | NON-CLASS 1E 480V LOAD CENTER
8 | 한빛2발 | 200131335 | 온도스위치 | 계측 | 스위치,온도용,IND,온도조절용,15-1200,SPD | Q | OES:UNITED ELECTRIC CONTROLS ¦ P/N:D972-P81K73-E150 | TEMPERATURE SWITCH,SPDT,15∼1200,TEMPERATURE CONTROL,IND | LG전자 | UNITED ELECTRIC CONTROLS CO. | D972-P81K73-E150 |  | 2335-633-J-TIS-0207 | COMP MOTOR BEARING TEMP HI CH01A
9 | 한빛2발 | 200131760 | 유량스위치 | 계측 | 유량 스위치,N520A-19-43, | A | OES:TRANSMATION INC. ¦ P/N:N520A-19-43 | FLOW SWITCH | TRANSMATION INC. | TRANSMATION INC. | N520A-19-43 |  | 2324-623-J-VF-TS-0045-B | HEAT EXCH PP RM CUBCLR 05SA FAN06C TE SW
10 | 한빛2발 | 200152696 | 제어카드 | 계측 | 제어카드,4CH 16BIT PULSE COUNTER CARD,16BIT, | A | OEM:RTP CORP ¦ P/N:021-5278-113 | CIRCUIT CARD,PULSE COUNTER CARD,4CH,8.5,4.53,비트(BIT)수:16BIT | RTP CORP. | RTP CORP. | 021-5278-113 |  | 2324-742-J-PA-0018-J | PDAS CHANNEL N1-2
11 | 한울1발 | 200153444 | 전자모듈 | 계측 | 전자모듈,산업표준,33Vdc,REVERSE MANUAL LOADER,R | Q | OEM:Arabelle Services France ¦ M/N:FE7L62 | ELECTRONIC MODULE,DC33V,REVERSE MANUAL LOADER,REVERSE MANUAL LOADER | GE STEAM POWER | GE STEAM POWER SERVICE FRANCE (舊 ALSTOM) |  | FE7L62 | 2412-RRA-405RC | HEAT EXCANGERS FLOW CONTROL
12 | 한빛1발 | 200154470 | 전기배관용 절연부싱 | 전기 | 전기배관용 절연부싱,HV BUSHING,1300kV,GOEK1300,25 | A | OEM:ABB INC.- PROTECTIVE RELAYS & SWITC ¦ M/N:GOEK1300 | BUSHING,HV BUSHING,1300kV,2500A CONT,BROWN | 효성중공업/히타치에너지(제작사) | ABB SERVICE SPARE PARTS DIVISION |  |  | 2323-811-E-MP-02XN | MAIN TRANSFORMER
13 | 한빛1발 | 200157651 | 기타 가구 | 전기 | 기타 가구,CONTROL,8271-464,전기장비용,AC | Q | OEM:WOODWARD INC. ¦ P/N:8271-464 | CABINET,CONTROL,ELECTRICAL EQUIPMENT,AC | MARATHON | WOODWARD GOVERNOR CO. | 8271-464 |  | 2311-KL-ZT-P111 | NON CLASS 1E DIESEL GEN PNL
14 | 한빛2발 | 200159126 | 모니터 | 계측 | 디스플레이,광전자식,INDICATOR & DISPLAY STATION,S | A | OES:FRAMATOME Inc. ¦ P/N:N-257H-2K | DISPLAY MONITOR,DC0~10V,0~100%,INDICATOR&DISPLAY STATION,기능1:STATION,품질서류 1:REFER TO PROCUREMENT SPEC.,디스플레이 데이터:ANALOG | INVENSYS SYSTEMS, IN | INVENSYS SYSTEMS, INC | N-257H-2K |  | 2324-431-J-RC-TI-0112-CAA | RC COLD LEG(LOOP 1A) TEMP ID
15 | 한울3발 | 200164751 | 신호변환기 | 계측 | 변환기,신호,V-I ADJ.ISOLATED CONVERTER,0 | Q | OES:FRAMATOME Inc. ¦ M/N:N-2AO-VAI | SIGNAL CONVERTER,디지털컨버터,VOLTAGE TO CURRENT,DC±15V,APPLY ATTACHED SPECIFICATION,4~20mA,DC0~10V,0.50%,DUAL IN/OUT:V/I,V/V(500ohm),회로구성타입:V-I ADJ.ISOLATED CONVERTER | INVENSYS SYSTEMS, INC | INVENSYS SYSTEMS, INC |  | N-2AO-VAI | 2435-431-J-LY-0110D | PZR LEVEL CONTROL CONVERTER
16 | 한울3발 | 200164754 | 신호변환기 | 계측 | 신호변환기,시리얼컨버터,DUAL IN/OUT(ohm/V),PLATINUM | Q | OES:FRAMATOME Inc. ¦ M/N:N-2AI-P2V(ECEP 9808) | SERIAL CONVERTER,시리얼컨버터,DUAL IN/OUT(ohm/V),PLATINUM RESISTANCE TO VOLTAGE,DC±15V,RTD,DC0~10V,0.50% | INVENSYS SYSTEMS, IN | INVENSYS SYSTEMS, INC |  |  | 2436-752-J-PA-26A1 | [설비]PROCESS PROTECTIVE CAB. A1
17 | 한빛2발 | 200167193 | 전기용 트랜스듀서 | 전기 | 변환기,전기용,FAR,24VDC,0-200MV DC I/P,4 | Q | OES:WARTSILA FRANCE S.A.S ¦ M/N:SINEAX C404(VS 1110 MV) | ELECTRIC TRANSDUCER,FAR TRANSDUCER FOR DG PANEL,DC24V,DC0~200mV,4~20mA,1ST:10SEC/2ND:2SEC,FAR | N/A | WARTSILA SACM DIESEL MARINE | DLT 146959 03-02 ITEM14 | SINEAX C404 VS 1110 | 2323-591-E-DG-01JB | DG 01KB EXITATION CABINET
18 | 월성2발 | 200170971 | 펌프 모터 | 전기 | 전동기,FUEL OIL TRANSFER PUMP MOTOR,460V,3H | A | OEM:LEROY-SOMER ¦ P/N:LS90L | PUMP MOTOR,460V,60Hz,145T,3hp,3phase,FUEL OIL TRANSFER PUMP MOTOR | 효성중공업 | LEROY-SOMER | LS90L |  | 2223-52240-P101 | SDG #1 FUEL OIL TRANSFER PUMP
19 | 한울3발 | 200174294 | 전원공급기 | 계측 | 전원공급기,DUAL (RTP),EA,APPLY ATTACHED | A | OEM:RTP CORP ¦ P/N:904-5051-006 N<br>OES:Westinghouse Electric Company ¦ P/N:904-5051-006 N | POWER SUPPLY,DUAL(RTP),EA | RTP CORP. | RTP CORP. | 904-5051-006 |  | 2435-422-M-FM01 | Refueling Machine
20 | 월성1발 | 200175697 | 축전지 | 전기 | 배터리(multicell),충전식,BATTERY,526.5mm,278mm | Q | OEM:CATERPILLAR INC., ENGINE DIV. ¦ P/N:101-4000 | STORAGE BATTERY,BATTERY,DC12V,190Ah,278mm,526.5mm,248mm | CATERPILLAR INC., EN | CATERPILLAR INC., ENGINE DIV. | 101-4000 |  | 2211-52900-GEN1-BAT1 | EPS. ENGINE 1 BATTERY(LEFT HIGH)
21 | 고리3발 | 200181474 | 가스측정기/분석기 | 계측 | 센서,SMOKE DETECTOR,5.5 INCHES (DIAMETER | Q | OES:Westinghouse Electric Company ¦ P/N:47066 Y | SMOKE DETECTOR,24V,21.3MA(ALARM CURRENTS),UL 268,D5.5in,ASME NQA-1,운전방법:IONIZATION DETECTION,온도 데이터:OPERATING TEMPERATURE:0~49degC | WESTINGHOUSE ELECTRIC COMPANY | WESTINGHOUSE ELECTRIC COMPANY | 47066 |  | 2436-751-J-PM-14A | [설비]DIGITAL PLANT PROTECTION SYS. CABI
22 | 한빛2발 | 200194326 | 모니터 | 계측 | 모니터,N-257H-1C,INDIGATOR,IND & STATION,4 | Q | OES:FRAMATOME Inc. ¦ M/N:N-257H-1C | MONITOR,IND&STATION,INDIGATOR,N-257H-1C,품질서류 1:REFER TO TECHNICAL SPECIFICATION,전기 데이터:4~20mA | SCHNEIDER ELECTRIC(F | INVENSYS SYSTEMS, INC |  | N-257H-1C | 2324-462-J-SX-VT-0013-B | ESW 01PA PP VIBRATION TX
23 | 한빛2발 | 200219138 | 신호변환기 | 계측 | CONVERTER,SIGNAL,0~10VDC(4EA),0~10VDC(2 | Q | OES:FRAMATOME Inc. ¦ P/N:N-2CCA-SF<br>OEM:FRAMATOME GmbH ¦ P/N:N-2CCA-SF | SIGNAL CONVERTER,시리얼컨버터,N/A,DC±15V,N/A,N/A,NEST,DC0~10V(4EA),DC0~10V(2EA),DIGITAL IP,OP:2(EACH),SPEC200M,출력전류:150mA | SCHNEIDER ELECTRIC(F | INVENSYS SYSTEMS, INC |  | N-2CCA-SF/CS-N/SRC | 2324-521-J-MS-PS-0184 | PWR OPER ADV PRESS CTRL HI ALM SW CD
24 | 한빛2발 | 200219280 | 코일 | 계측 | 코일,CEDM LATCH COIL,DC160V,R5011 N,5.4ohm | A | OES:두산에너빌리티 주식회사 ¦ P/N:R5011 N<br>OEM:Westinghouse Electric Company ¦ P/N:R5011 N | COIL,CEDM LATCH COIL,DC160V,5.4ohm(@70degF) ±0.2ohm,WIND NO.:830±10 TURN OF 15WIR,적용품질기준:ASME NQA-1 | WESTINGHOUSE ELECTRI | WESTINGHOUSE ELECTRIC COMPANY | R5011 N |  | 2236-741-E-CR01N-26 | COIL STACK ASSEMBLY(CEA26)
25 | 월성2발 | 200219794 | 다이아프램 | 기계 | 다이아프램,밸브용,LINE,VALVE,EP RBR,2in,OPERATIN | Q | OEM:TAYLOR FORGE OF CANADA CO. ¦ P/N:RDC 0008A-050325V-WC<br>OES:Candu Energy Inc. ¦ P/N:RDC 0008A-050325V-WC | DIAPHRAGM,LINE,2in,EP RUBBER,VALVE,OPERATING DIAPHRAGM | TAYLOR FORGE OF CANA | TAYLOR FORGE OF CANADA CO. | RDC 0008A-050325V-WC |  | 2223-33330-PV10 | PHT STORAGE TANK VENT DIAPHRAGM VALVE
26 | 한울3발 | 200225142 | 온도센서 | 계측 | 저항기,열감지식,612 SINGLE(4-WIRE),SUS31 | Q | OES:Ultra Electronics, Nuclear Sensors ¦ P/N:0567-002-0048T ¦ M/N:612-2B-C-4-C-82.50-0-0<br>OES:Ultra Electronics, Nuclear Sensors ¦ P/N:0567-002-0048T ¦ M/N:612-2B-C-4-C-82.50-0-0 | RTD,RTD,612 SINGLE,0~400degC,APPLY ATTACHED SPECIFICATION,4EA,SUS316,PLATINUM,적용품질기준:APPLY QPS-A-001 | N/A | WEED INSTRUMENT CO., INC | 0567-002-0048T | 612-2B-C-4-C-82.50-0-0 | 2435-441-J-TE-0303-X | SDC HX01 OUTLET TEMP ELEMENT
27 | 월성2발 | 200226095 | 밸브 시트/시트링 | 기계 | (구성품)밸브 시트/시트링,BUTTERFLY VALVE,6in,ASME | Q | OES:Thermon Canada Inc. ¦ 대표자재 ¦ P/N:506015 ¦ M/N:F360<br>OEM:Emerson Process Management S.A.S ¦ 대표자재 ¦ P/N:3-L:506015(KEYSTONE:32917) ¦ M/N:F360 | SEAT RING,BUTTERFLY VALVE,6in,ASME SA516 GRADE 70,SEAT+WIRE+GASKET+RETA.RING,ONLY RETA.RING:NDE=PT,CMTR,SEAT KIT | EMERSON PROCESS MANA | 3-L FILTERS LTD. | 506015 |  | 2224-38310-PV126B | 3831-F122 INLET CNTRL BUTTERFLY 6" VALVE
28 | 한울3발 | 200305139 | 제어카드 | 계측 | 제어카드,VIKING 6800 CARD,QNX S/W LODDED | A | OEM:RTP CORP ¦ P/N:022-5063-007 N ¦ M/N:6800/00-401<br>OES:Westinghouse Electric Company ¦ P/N:022-5063-007 N ¦ M/N:6800/00-401 | CIRCUIT CARD,VIKING 6800 CARD,QNX S/W LODDED | RTP CORP. | RTP CORP. | 022-5063-007 | 6800/00-401 | 2435-721-J-PA19-LF1-02 | VIKING 6800 CARD
29 | 한울3발 | 200305140 | 제어카드 | 계측 | 제어카드,I/O BUS RESISTANCE TERMINATOR,T | Q | OES:RTP CORP ¦ P/N:NEQ021-0004 Y<br>OES:Westinghouse Electric Company ¦ P/N:NEQ021-0004 Y | CIRCUIT CARD,I/O BUS RESISTANCE TERMINATOR | RTP CORP. | RTP CORP. | NEQ021-0004-000 | NEQ7416/20-000 | 2430-474-V-733-J-RT505 | RMS Area Monitor (HTF cell buffer room)
30 | 한울3발 | 200305141 | 제어카드 | 계측 | 제어카드,4CH D/A CONVERTER CARD,ELECTRIC | Q | OEM:RTP CORP ¦ P/N:NEQ021-0161-004 Y ¦ M/N:NEQ7455/34-004<br>OES:Westinghouse Electric Company ¦ P/N:NEQ021-0161-004 Y ¦ M/N:NEQ7455/34-004 | CIRCUIT CARD,ELECTRIC CIRCUIT CARD,D/A CONVERTER CARD,DC5,+15,-15V,4,4.53in,8.5in,0~55degC,최소포장단위:EA | RTP CORP. | RTP CORP. | NEQ021-0161-004 | NEQ7455/34-004 | 2436-752-J-PA-34 | [설비]NSSS CONTROL (RRS, SBCS, FWCS)
31 | 한울3발 | 200305146 | 제어카드 | 계측 | 제어카드,전자회로기판,DALCAL CARD,C OF C | Q | OEM:RTP CORP ¦ P/N:NEQ021-5271-001 Y ¦ M/N:NEQ7436/10-001<br>OES:Westinghouse Electric Company ¦ P/N:NEQ021-5271-001 Y ¦ M/N:NEQ7436/10-001 | CIRCUIT CARD,DALCAL CARD | RTP CORP. | RTP CORP. | NEQ021-5271-001 | NEQ7436/10-001 | 2435-751-J-PM15A | [설비]APC CPC CHANNEL A
32 | 한울3발 | 200305148 | 제어카드 | 계측 | 제어카드,전자회로기판,COMMON EQUIPMENT C | Q | OEM:RTP CORP ¦ P/N:NEQ021-5419-001 Y<br>OES:Westinghouse Electric Company ¦ P/N:NEQ021-5419-001 Y | CIRCUIT CARD,COMMON EQUIPMENT CARD,DC+5,+15,-15V,0~55degC | RTP CORP. | RTP CORP. | NEQ021-5419-001 |  | 2435-721-J-PA19-LF1-04 | COMMON EQUIPMENT CARD
33 | 한울3발 | 200305149 | 제어카드 | 계측 | 제어카드,VIKING 6800 CARD,CIRCUIT CARD,Q | Q | OEM:RTP CORP ¦ P/N:NEQ022-5063-007 Y ¦ M/N:NEQ6800/00-401<br>OES:Westinghouse Electric Company ¦ P/N:NEQ022-5063-007 Y ¦ M/N:NEQ6800/00-401 | CIRCUIT CARD,VIKING 6800 CARD,QNX S/W LODDED | RTP CORP. | RTP CORP. | NEQ022-5063-007 | NEQ6800/00-401 | 2435-721-J-PA20B-LF1-02 | VIKING 6800 CARD
34 | 한울3발 | 200305158 | 제어카드 | 계측 | 제어카드,I/O BUS RESISTANCE TERMINATOR,A | A | OEM:RTP CORP ¦ P/N:021-0004-000 N ¦ M/N:7416/20-000<br>OES:Westinghouse Electric Company ¦ P/N:021-0004-000 N ¦ M/N:7416/20-000 | CIRCUIT CARD,I/O BUS RESISTANCE TERMINATOR | RTP CORP. | RTP CORP. | 021-0004-000 | 7416/20-000 | 2435-721-J-PA19-RF3-03 | TERMINATOR CARD
35 | 한빛2발 | 200305159 | 제어카드 | 계측 | 제어카드,16BIT FREQUENCY COUNTER CARD,7435/3 | A | OEM:RTP CORP ¦ P/N:021-0061-000-CEMOD | CIRCUIT CARD,16BIT FREQUENCY COUNTER CARD | RTP CORP. | RTP CORP. | 021-0061-000 CEMOD | 7435/34-000CEMOD | 2323-742-J-PA-0030-J | PDAS CHANNEL N3-1
36 | 한울3발 | 200305255 | 제어카드 | 계측 | 제어카드,AI SURGE PROTECT 4-20MA CARD,AP | A | OEM:RTP CORP ¦ P/N:038-5097-001 N<br>OES:Westinghouse Electric Company ¦ P/N:038-5097-001 N | CIRCUIT CARD,AI SURGE PROTECT CARD,4~20mA | RTP CORP. | RTP CORP. | 038-5097-001 |  | 2436-721-J-PA32-RF2-10 | AI SURGE PROTECT 4-20MA CARD
37 | 한빛3발 | 200312517 | 압력전송기 | 계측 | 전송기,DIFFERENTIAL PRESSURE,139.7 DIA*63.5 | Q | OES:Dwyer Instruments, Inc. ¦ M/N:603A-4 | PRESSURE TRANSMITTER,SILICONE OIL,Differential Pressure,DC13~35V,NPT1/8in FEMALE,PANEL MOUNTING,36psi(g)(MAX),-6.7 ~ 49degC,0~8.0inH2O,REFER TO PROCUREMENT SPEC.,0-25IN CALIBRATION SPAN,몸체너비:D139.7x63.5mm,적용품질기준:REFER TO PROCUREMENT SPEC.,품질보증서류:REFER TO PROCUREMENT SPEC. | DWYER INSTRUMENTS, I | DWYER INSTRUMENTS, INC. |  | 603A-4 | 2335-601-J-PDT-0025 | EMRG MAKE-UP ACU AU02A DIFF PRESS TRN A
38 | 한빛2발 | 200312998 | 공정제어기 | 계측 | 전원공급기,TEMP CTRL,100V,10W,110/220VAC | Q | OEM:HONEYWELL INDUSTRIAL AUTOMATION &CO ¦ M/N:W984B1005 | CATACITY CONTROL MODULE,전자식,AC120V,CONTACTOR ASSEMBLY,ELECTRICAL,SPDT,정격전류:5A,보조접점데이터:AC120V,5A,4SPDT | LG전자 | HONEYWELL INDUSTRIAL AUTOMATION &CONTROL | W984B1005 |  | 2336-633-J-XX-0545 | CAPACITY CONTROL MODULE CH02B
39 | 한빛3발 | 200315574 | 배선용차단기 | 전기 | (구성품)배선용차단기,조정형 순시차단식 배선용차단,AC660V,HBL-1 | Q | OES:에이치디현대중공업 주식회사 ¦ 대표자재 ¦ P/N:HBL-103M-Q(12.5A) ¦ 구성품1 ¦ P/N:HBL-103M-Q(12A) ¦ 구성품2 ¦ P/N:HBL-103M-Q(1A) ¦ 구성품3 ¦ P/N:HBL-103M-Q(20A) ¦ 구성품4 ¦ P/N:HBL-103M-Q(3A) ¦ 구성품5 ¦ P/N:HBL-103M-Q(5A) ¦ 구성품6 ¦ P/N:HBL-103M-Q(8A) | CIRCUIT BREAKER,조정형 순시차단식 배선용차단,AC660V,42kA@AC440V,90mm,150mm,3Pole,100AF,THERMAL MAGNETIC TYPE | 현대중공업 | 현대중공업 |  |  | 2336-827-E-MC02B-F3 | EDG 01B DIESEL FUEL OIL XFR PUMP 01B
40 | 고리2발 | 200345394 | 압력전송기 | 계측 | 유량전송기,DIFFERENTIAL PRESSURE,SUS316,0~7.0 | Q | OES:Rosemount Nuclear Insruments, Inc. ¦ 대표자재 ¦ M/N:1153HD7PAN0132 | PRESSURE TRANSMITTER,SILICONE OIL,Differential Pressure,DC12~50V,4~20mA,±0.25%,3/8in COMP FITTING,CF-3M,3/8in,±0.2% OF URL FOR 30MONTH,0.2sec OR LESS,SUS316,SWP:3000psi,40~240degF,0~7.06kg/cm2,SUS316,IEEE 344-1975,TRANSMITTER-FLOW,몸체재질:SUS316,적용품질기준:IEEE 323-1974,시험성적서류:RESPONSE TIME DATA SHEET | ROSEMOUNT | ROSEMOUNT NUCLEAR INSTRUMENTS, INC. |  | 1153HD7PAN0132 | 2124-BG-FT-940 | CHG PUMP TO SIS FLOW Tx
41 | 고리2발 | 200345395 | 압력전송기 | 계측 | 전송기,GAGE PRESSURE,PRESSURE,0~4000PSI,0~2 | Q | OES:Rosemount Nuclear Insruments, Inc. ¦ 대표자재 ¦ M/N:1153GD0RAN0132 | PRESSURE TRANSMITTER,SILICONE OIL,Gauge Pressure,DC13.55~45V,DC4~20mA,±0.25% OF CAL SPAN,3/8in,NPT1/2in-14 CONDUIT,(ISOLATING DIAPHRAGM)STS316L,(ELECTRONICS HOUSING) SST316,0~4000psi(g),420degF(MAX),0~4000,0~2986.9psi,시험성적서류:RESPONSE TIME SHEET,품질보증서류:EQ TEST REPORT | ROSEMOUNT | ROSEMOUNT NUCLEAR INSTRUMENTS, INC. |  | 1153GD0RAN0132 | 2123-BB-PT-409 | RCS LOOP3 WIDE RANGE PT
42 | 월성2발 | 200352016 | 전자석 계전기 | 전기 | 전자석 계전기,SYNCHRO CHECK,AC120,110~120/220~ | A | OES:ABB Inc. ¦ P/N:RK 861 001-AB ¦ M/N:RASA 4 | ELECTROMAGNETIC RELAY,SYNCHRO CHECK,AC120,110~120/220~240V,△F=0.2~0.4Hz,50~60Hz,1phase,300sec(MAX),PANEL MOUNTING | ABB | ABB AUTOMATION TECHNOLOGY PRODUCTS AB IN | RK 861 001-AB |  | 2223-65220-PL616 | CNTRL CENTRE LOGIC PL 65220-PL616 SDG
43 | 한울3발 | 200355740 | 가스분석센서 | 전기 | 센서,SMOKE DETECTOR SENSOR,ION CHAMBER,0~3 | A | OES:Siemens - Cerberus Division ¦ P/N:DI-B3 | SMOKE DETECTOR SENSOR,ION CHAMBER,0~37.8degC,AC120V,32A,INTEGRAL,센서(SENSOR) 데이터:1.5~2%/ft,품질서류 1:REFER TO PROCUREMENT SPEC. | SIEMENS | SIEMENS - CERBERUS DIVISION | DI-B3 |  | 2436-601-J-XS-0005 | OA INTAKE DIV. A SMOKE
44 | 한빛2발 | 200356557 | 전동기 | 전기 | 전동기,INDUCTION MOTOR,4000V,180A,60HZ,F,V9 | Q | OES:FLOWSERVE CORPORATION, PUMP DIVISIO ¦ M/N:FNA 7234<br>OEM:Baldor Electric Company ¦ M/N:FNA 7234 | MOTOR,INDUCTION MOTOR,4000V,180A,60Hz,F,V9240Z,714rpm,1.0,1375hp,3phase,10Pole,ESW PUMP MOTOR | RELIANCE ELECTRIC | FLOWSERVE PUMP CORPORATIO |  |  | 2323-462-M-SX-01PB | ESW PP(01PB)
45 | 한빛1발 | 200357742 | 전동기 | 전기 | 전동기,TEFC,460VAC,34.7A,30HP,60㎐,3PH,30HP, | A | - | MOTOR,AC460V,34.7A,60Hz,30hp,F,324T,1755rpm,3phase,4Pole,TEFC,HORIZONTAL | BECHTEL |  |  |  | 2311-KJ-C005 | D/G A START AIR COMPRESSOR C005
46 | 한빛1발 | 200357743 | 전동기 | 전기 | 전동기,TEFC,460VAC,1.9A,1HP,60㎐,3PH,1HP,174 | A | - | MOTOR,AC460V,1.9A,60Hz,1hp,F,143T,1745rpm,3phase,4Pole,TEFC,HORIZONTAL | BECHTEL |  |  |  | 2311-KJ-X080 | D/G START AFTER COOLER X080
47 | 한빛2발 | 200364209 | 밸브 구동기 | 전기 | 구동기(ACTUATOR),RADIATION SAMPLE MONITO | A | OEM:General Atomics ¦ 대표자재 ¦ P/N:03760563-001 ¦ M/N:MAR8-30 | ACTUATOR,MOV,ELECTRIC/MECHANICAL,AC120V,60Hz,0.5A,ENCLOUSRE NEMA 4,RADIATION SAMPLE MONITOR MOV,VALVE ASSEMBLY | N/A | GENERAL ATOMICS ELECTRONIC SYSTEMS, INC. | 03760563-001 | MAR8-30 | 2323-762-M-PR-061P | DEAERATOR VENT EFFLUENT GRS
48 | 한울2발 | 200365455 | 전자석 계전기 | 전기 | 전자석 계전기,DC125V,EMLD004,EMLD004,4EA | Q | OES:한화엔진 주식회사 ¦ P/N:EMLD004 ¦ M/N:EMLD004<br>OEM:Tyco Electronics ¦ P/N:EMLD004 ¦ M/N:EMLD004 | ELECTRO MAGNETIC RELAY,DC125V,4EA | TYCO CLECTRONICS | 한화엔진(주)[구 두산엔진,에이치에스디엔진] | EMLD004 |  | 2420-593-E-DP09E | AAC DG RELAYING CUBICLE
49 | 한울3발 | 200373993 | 전원공급기 | 계측 | 전원공급기,115VAC(175W FULL LOAD),47~450 | Q | OEM:RTP CORP ¦ P/N:NEQ060-5004-000 Y<br>OES:Westinghouse Electric Company ¦ P/N:NEQ060-5004-000 Y | POWER SUPPLY,POWER SUPPLY PLUG-IN(RTP),AC115V(175W FULL LOAD),DC5,±15V,47~450Hz,1phase | RTP CORP. | RTP CORP. | NEQ060-5004-000 |  | 2435-752-J-PA-20D | PDAS CABINET D
50 | 한울3발 | 200373995 | 전원공급기 | 계측 | 전원공급기,115VAC(175W FULL LOAD),47~450 | A | OEM:RTP CORP ¦ P/N:060-5004-000 N<br>OES:Westinghouse Electric Company ¦ P/N:060-5004-000 N | POWER SUPPLY,AC115V(175W FULL LOAD),DC5,±15V,47~450Hz,1phase,POWER SUPPLY PLUG-IN(RTP) | RTP CORP. | RTP CORP. | 060-5004-000 |  | 2435-752-J-PA-19 | PDAS CABINET N1
51 | 한울3발 | 200377891 | 제어카드 | 계측 | 제어카드,COMMON EQUIPMENT CARD,APPLY ATT | A | OEM:RTP CORP ¦ P/N:021-5419-001 N<br>OES:Westinghouse Electric Company ¦ P/N:021-5419-001 N ¦ Old P/N:021-5419-001-CEMOD | CIRCUIT CARD,COMMON EQUIPMENT CARD,DC+5,+15,-15V,FOR PDAS | RTP CORP. | RTP CORP. | 021-5419-001 |  | 2435-721-J-PA20B-LF1-04 | COMMON EQUIPMENT CARD
52 | 한울3발 | 200379304 | 펌프 모터 | 전기 | 전동기,TEFC,교류용,460V,9.45A,7.5HP/5.5 | Q | OES:(주)천인 ¦ P/N:QP08010-1 ¦ M/N:215T | MOTOR,TEFC,460V,60Hz,215T,9.45A,7.5hp(5.5kW),3440rpm,1.15,3phase,2Pole,수평,IP 54,H CLASS,교류용 | N/A | 천인(주) | QP08010-1 | 215T | 2435-591-M-PP01A | PREHEATING HT WATER PUMP
53 | 한울3발 | 200379305 | 펌프 모터 | 전기 | 전동기,TEFC,교류용,460V,15A,10HP/7.5㎾,6 | Q | OES:(주)천인 ¦ P/N:QP08012-1 ¦ M/N:256T | MOTOR,TEFC,460V,60Hz,256T,15A,10hp(7.5kW),1128rpm,3phase,6Pole,수평,IP 54,H CLASS,교류용 | N/A | 천인(주) | QP08012-1 | 256T | 2435-591-M-PP33A | PRELUBE OIL PUMP
54 | 고리2발 | 200384358 | 압력전송기 | 계측 | 전송기,GAGE PRESSURE,PRESSURE,-0.35~18㎏/㎠,- | Q | OES:Rosemount Nuclear Insruments, Inc. ¦ 대표자재 ¦ M/N:1153GB7RAN0132 | PRESSURE TRANSMITTER,SILICONE OIL,Gauge Pressure,DC12~40V,4~20mA,0.25%ofFS(%ofSPAN),3/8in UNION,0.2sec OR LESS,SUS316L,SUS316,2000psi(g)(MAX),40~200degF,-0.35 ~ 18kg/cm2,SUS316L,CV PRESSURE,품질보증서류:RESPONSE TIME SHEET | ROSEMOUNT | ROSEMOUNT NUCLEAR INSTRUMENTS, INC. |  | 1153GB7RAN0132 | 2123-GN-PT-954 | CV PRESS WIDE RANGE PT
55 | 한빛3발 | 200386658 | PLC | 계측 | 모듈,PLC,PLC AND OP IN ONE DEVICE,MMI SO | A | OEM:Siemens AG ¦ 대표자재 ¦ P/N:6ES7-635-2EC02-0AE3 ¦ M/N:C7-635 KEYS | PLC MODULE,특수모듈,PLC AND OP IN ONE DEVICE,DC24V,MMI SOFTWARE 포함,PUMP SPEED CONTROL,AUTO/MANUAL,DIGITAL/ANLOG(16/4),DIGITAL/ANLOG(16/4),구동소프트웨어 포함,SPEED CONTROL DEVICE | VOITH TURBO | SIEMENS AKTIENGESELLSCHAF | 6ES7-635-2EC02-0AE3 | C7-635 KEYS | 2336-541-J-ST-0003-A | FEED WTR TBN PUMP03 MOTOR SPEED SENSOR
56 | 한울1발 | 200387207 | 압력전송기 | 계측 | 전송기,GAGE PRESSURE,PRESSURE,46 KG/CM2G,31 | A | OEM:Rosemount Nuclear Insruments, Inc. ¦ M/N:1152GP8N92PB | PRESSURE TRANSMITTER,SILICONE OIL,Gauge Pressure,DC12~24V,4~20mA,±0.25% OF CALIBRATED SPAN,1/4in,NPT FEMALE,1/2in-NPT14,±0.2% OF URL FOR 18MONTH,0.2sec OR LESS,SUS316,2000psi(g)(MAX),0.5psi(a)(MIN),31~46kg/cm2(g),0~170/0~1000psi,적용품질기준:APPLY QPS-A-001 | ROSEMOUNT NUCLEAR IN | ROSEMOUNT NUCLEAR INSTRUMENTS, INC. |  | 1152GP8N92PB | 2412-RRA-004MP | RRA PUMPS DISCHARGE PRESSURE
57 | 한울1발 | 200387669 | 압력전송기 | 계측 | 전송기,PRESSURE TRANSMITTER,압력,DIFFERE | Q | OES:Rosemount Nuclear Insruments, Inc. ¦ 대표자재 ¦ P/N:01154-0056-0216 ¦ M/N:1152DP3N92PM | PRESSURE TRANSMITTER,DIFFERENTIAL PRESSURE TX,12~45V,4~20mA,QUICK DISCONNECT,2WIRE,SUS316,SUS316,2000psi(g),13.8MPa(g)(MAX),0~27mbar | ROSEMOUNT | ROSEMOUNT NUCLEAR INSTRUM | 01154-0056-0216(CONNECTOR |  | 2411-ARE-049MD | SG1 FEEDWATER FLOW(NARROW RANGE)
58 | 한울2발 | 200390976 | IP컨버터 | 계측 | 변환기,전류/공기압,E/P,4~20㎃,3~15PSIG,A | A | OES:ABB Inc(Gas Analyzer Division) ¦ P/N:TIP1FA300/GA21-1200-30 | I/P CONVERTER,E/P,4~20mA,3∼15psi(g),APPLY ATTACHED SPECIFICATION | N/A | ABB INC. | TIP1FA300/GA21-1200-30 |  | 2424-451-J-FY-0292 | BAC HEATER STEAM INLET FLOW CONVERTER
59 | 월성3발 | 200401832 | 멀티스위치 어셈블리 | 전기 | 멀티 스위치어셈블리,80㎜,60㎜,60㎜,A.B.S,250VAC,30A, | Q | OEM:용성전기(주) ¦ M/N:YSNC 3205-64RPBW(N) | SWITCH ASSEMBLY,CAM SWITCH,AC250V,30A,60mm,60mm,80mm,ABS,MCC PANEL,JOG CLOSE-JOG OPEN | 광명전기 | 용성전기(주) |  | YSNC 3205-64RPBW(N) | 2135-827-E-MC05A | CLASS 1E 480V MCC DIV.A
60 | 한울1발 | 200409652 | 전자모듈 | 계측 | 모듈,PLC,20W* 233.35H * 160㎜ D,DC 5 V (20 | Q | OEM:(주)우리기술 ¦ M/N:NSPS-1Q | ELECTRONIC MODULE,ADC VOLTAGE CONVERTER,122W,96 PIN DIN CONNECTOR,160mm,20mm,233.35mm,PLC,IEEE 323-1983/IEEE 344-1987,연결 전기 데이터:AC85~264V,출력전압:DC5V(20A) |  | 우리기술(주) |  | NSPS-1Q | 2411-RIC-011AR1NSPSM | RACK1 12HP 5V/12VDC POWER MASTER
61 | 한울1발 | 200409840 | 전자모듈 | 계측 | 모듈,PLC,CPU / 자가진단,FLASH MEMORY 2M DOUBL | Q | OEM:(주)우리기술 ¦ M/N:NCPU-1Q | ELECTRONIC MODULE,CPU/자가진단,PLC,IEEE 323-1983/IEEE 344-1987,모듈기능 2:FLASH MEMORY 2m DOUBLE WORD |  | 우리기술(주) |  | NCPU-1Q | 2411-RIC-011AR1CPU | RACK1 POSAFE-Q CPU
62 | 한울1발 | 200409841 | 전자모듈 | 계측 | 모듈,PLC,NBUS-1Q/2Q BUS 16BIT ASCII,XC161 | Q | OEM:(주)우리기술 ¦ M/N:NHDL-1Q | ELECTRONIC MODULE,PLC,RS232,SERIAL 통신 프로토콜,NBUS-1Q/2Q BUS 16BIT ASCII,XC161CJ-16F-40F 16BIT PROCESSO,DSUB-9PIN/4CHANNEL,4CH,COMMUNICATION 에러 진단,모듈기능 2:PEER TO PEER TOPOLOGY |  | 우리기술(주) |  | NHDL-1Q | 2411-RIC-011AR1COM1 | SERIAL COMMUNICATION MODULE(PLC<->RDU&OP
63 | 한울1발 | 200409842 | 전자모듈 | 계측 | 모듈,PLC,ALL CH OUTPUT LOOP BACK,20W* 233. | Q | OEM:(주)우리기술 ¦ M/N:NAD8-1Q | ELECTRONIC MODULE,ANALOG INPUT MODULE,96 PIN DIN CONNECTOR BUS IN,160mm,8CH,20mm,233.35mm,PLC,WATCH TIMER OVER RUN ERROR진단,DIFFERENTIAL VOLTAGE,INPUT RESISTANCE>1Mohm(V),연결 전기 데이터:OPTICAL ISOLATION ALL INPUT,모듈부품타입:ALL CH OUTPUT LOOP BACK,해상도:16BIT(15BIT+SIGN) |  | 우리기술(주) |  | NAD8-1Q | 2412-RIC-011AR1AI1 | RACK1 K TYPE T/C MV VOLTAGE INPUT MODULE
64 | 한울1발 | 200409999 | 전자모듈 | 계측 | 모듈,PLC,ALL CH OUTPUT LOOP BACK,20W* 233. | Q | OEM:(주)우리기술 ¦ M/N:NDA8-1Q | ELECTRONIC MODULE,ANALOG OUTPUT MODULE,DIFFERENTIAL VOLTAGE,96 PIN DIN CONNECTOR BUS IN,160mm,8CH,20mm,233.35mm,PLC,IEEE 323-1983/IEEE 344-1987,WATCH TIMER OVER RUN ERROR진단,LOAD RESISTANCE>1kohm(V),16BIT(15BIT+SIGN),모듈부품타입:ALL CH OUTPUT LOOP BACK,연결 전기 데이터:OPTICAL ISOLATION ALL INPUT,출력전압:SINGLE-ENDED VOLTAGE OR CURREN |  | 우리기술(주) |  | NDA8-1Q | 2411-RIC-011AR1AO | RACK1 RECORDER ANALOG OUTPUT MODULE
65 | 한울1발 | 200410000 | PLC | 계측 | 모듈,PLC,DC 48V INPUT,20W* 233.35H * 160㎜ | Q | OEM:(주)우리기술 ¦ M/N:NI-D43Q | PLC INPUT MODULE,입력모듈,DIGITAL INPUT MODULE,8CH,RATED PV(DC48V)&SIGNAL,W20xD160xH233.35mm,96PIN DIN CONNECTOR BUS IN,DIAGNOSTICS FOR INPUT&PV,IEEE 323-1983/IEEE 344-1987,WET TYPE,OPTICAL ISOLATION,2500VRMS(MIN) |  | 우리기술(주) |  | NI-D43Q | 2411-RIC-011AR1DI | RACK1 DIGITAL INPUT MODULE
66 | 한울1발 | 200410001 | 전자모듈 | 계측 | 모듈,PLC,TRANSISTOR SOURCE TYPE OUTPUT,20W | Q | OEM:(주)우리기술 ¦ M/N:NQ-D43Q | ELECTRONIC MODULE,DIGITAL OUTPUT MODULE(CONTACT),96 PIN DIN CONNECTOR BUS IN,160mm,8CH,20mm,233.35mm,PLC,IEEE 323-1983/IEEE 344-1987,SHORT CIRCUIT PROOF PROTECTION,DC48V LOAD TOLERANCE DC60V,출력전압:OUTPUT CURRENT:600MA(MAX),모듈부품타입:TRANSISTOR SOURCE TYPE OUTPUT,연결 전기 데이터:OPTICAL ISOLATION 2500VRMS(MIN),모듈기능 2:DIAGNOSTICS FOR PV&OUTPUT |  | 우리기술(주) |  | NQ-D43Q | 2411-RIC-011AR1DO | RACK1 DIGITAL OUTPUT MODULE
67 | 한빛1발 | 200411274 | 유량전송기 | 계측 | 유량전송기,0-3㎥/SEC,0.5% OF FULL SCALE,0-3㎥/S | A | OES:FLUID COMPONENTS INTERNATIONAL ¦ P/N:1589-1 ¦ M/N:LT81 | FLOW TRANSMITTER,AC100,110,129V,50/60Hz,4~20mA,0.5%ofFS(%ofSPAN),1 1/2in,0~3m3/sec,18IN PROBE | FLUID COMPONENTS INT | FLUID COMPONENTS INTL. | 1589-1 | LT81 | 2311-GG-FT-108 | FB EMERG EXH A-F088 OUTLET FLOW XMTR
68 | 한울3발 | 200413366 | 펌프 모터 | 전기 | 전동기,TEFC,EDG MOTOR DRIVEN FUEL INJECT | Q | OES:(주)천인 ¦ P/N:QP01017H01 ¦ M/N:215T | MOTOR,TEFC,AC460V,60Hz,215T,7.71A,5hp(3.7kW),1135rpm,D3,6Pole,H CLASS,EDG MOTOR DRIVEN FUEL INJECTIO | N/A | 천인(주) | QP01017H01 | 215T | 2435-591-M-PP22A | MOTOR DRIVEN FUEL OIL FEED PUMP
69 | 고리2발 | 200413709 | 제어용 케이블 어셈블리 | 전기 | 제어용 케이블 어셈블리,GROMMET:EPDM,EPDM,16AWG,YSE | Q | OEM:용성전기(주) ¦ M/N:YSECA161P2-33N | ELECTRIC CONDUCTOR SEAL ASSEMBLY,GROMMET:EPDM,EPDM,16AWG,600V,SUS316,2C,ELECTRICAL CONDUCTOR SEAL ASSY,연결(CONNECTION) 데이터:NPT1/2in,도관(CONDUIT) 규격:NPT1/2in | 용성전기 | 용성전기(주) |  |  | 2124-AB-PY-110B | SG A MS PWR OPERATED RELIEF VV I/P CONV
70 | 한빛3발 | 200419229 | 전원공급기 | 계측 | 전원공급기,13.7KGF,90~132VAC,60HZ,+5V/50A, ± | Q | OEM:주식회사 코아네트 ¦ P/N:34-C93-HQ ¦ M/N:CNC-TPDS | POWER SUPPLY,DUAL,HOT SWAP,AC90~132V,+5V/50A,±15V/7A,60Hz,FAN,13.7kgf,PANEL | 코아네트(주) | 코아네트(주) | 34-C93-HQ | CNC-TPDS | 2335-752-J-PA19-1LF10 | PDAS N1, DUAL 5V & ±15V POWER SUPPLY
71 | 한빛3발 | 200419230 | 전원공급기 | 계측 | 전원공급기,90~132VAC,60HZ,+48V/8.5AV,FAN,PNL, | Q | OEM:주식회사 코아네트 ¦ P/N:34-C94-HQ ¦ M/N:CNC-RPDS | POWER SUPPLY,DUAL,HOT SWAP,AC90~132V,+48V/8.5AV,60Hz,FAN,PANEL | 코아네트(주) | 코아네트(주) | 34-C94-HQ | CNC-RPDS | 2335-752-J-PA19-1LF9 | PDAS N1, DUAL 48V POWER SUPPLY
72 | 고리3발 | 200428654 | 공정제어기 | 전기 | 공정제어기,전자식,151X1207BA10SA01,LCD,RS-232C,E | A | OEM:Arabelle Solutions France ¦ P/N:151X1207BA10SA01<br>OES:Nexus Controls LLC ¦ P/N:151X1207BA10SA01 | KEYPAD ASSEMBLY,전자식,LCD,RS-232C,ETHERNET,KEYPAD ASSEMBLY,EXCITER | NEXUS CONTROLS | GE ENERGY PARTS, INC. | 151X1207BA10SA01 |  | 2135-811-E-LP01 | Excitation Control Cubicle
73 | 고리3발 | 200428680 | 제어카드 | 전기 | 제어카드,EXCITER GROUND DETECTION,MODULE,IS2 | A | OES:Arabelle Solutions France ¦ P/N:IS200EGDMH1A<br>OES:Nexus Controls LLC ¦ P/N:IS200EGDMH1A | CIRCUIT CARD,EXCITER GROUND DETECTION,MODULE,24V,EXCITER GRND DETECTOR MOD | NEXUS CONTROLS | GE ENERGY PARTS, INC. | IS200EGDMH1A |  | 2135-811-E-LP01 | Excitation Control Cubicle
74 | 한빛1발 | 200429668 | 마운팅패드(전기/전자 부품용) | 계측 | MOUNTING BASE,INCORE THIMBLE 밀봉장치,저압 및 고 | Q | OEM:엠피에스 주식회사 ¦ M/N:MPS2501 | MOUNTING PAD,INCORE THIMBLE 밀봉장치,FIITTING TYPE,PLATING/COATING(도금/코팅),L136.05xW47mm,정밀도:0.035mm,PLATING/COATING(도금/코팅),나사부 은도금 처리,나사부 은도금 처리,ASME SA479(304L),SA182/279(316,저압 및 고압 밀봉,사용압력 9.9~206bar | 엠피에스(주) | 엠피에스(주) |  | MPS2501 | 2311-SE-A-A1 | WRA CH "A" TEST GENERATOR
75 | 월성1발 | 200431373 | 패널지시계 | 계측 | 패널지시계,디지털,AC100~240,120V,710D-39111,60Hz | A | OES:FRAMATOME Inc. ¦ M/N:710D-39111 | DIGITAL INDICATOR,디지털,AC100~240,120V,60Hz,TC,MV,V,RTD,PANEL MOUNTING,48x96mm,C/W SETTER,표시장치타입:,3 COLOR BACKLIT LCD DISPLAY | SCHNEIDER ELECTRIC S | INVENSYS FOXBORO |  |  | 2211-67300-LSH13 | DRUM LEVEL HI S/W
76 | 한빛2발 | 200436402 | 전자모듈 | 계측 | 전자모듈,산업표준,VACUUM FLUORESCENT DISPLAY,6 * | Q | OEM:INDUSTRIAL ELECTRONICS ENGINEERS ¦ 대표자재 ¦ M/N:03601-26-240R<br>OES:Meggitt Safety Systems, Inc. ¦ 대표자재 ¦ P/N:03601-26-240R | ELECTRONIC MODULE,VACUUM FLUORESCENT DISPLAY,10.2x9.875in PANEL CUTOUT,6x40 CHARACTER,DATA CONNECT 3M 3399-6026,DISPLAY,0.157 INCHES,4 HOLES MOUNTING,품질보증서류:REFER TO SPECIFICATION,모듈연결타입:POWER CONNECT MOLEX 09-50-3061 | MEGGITT SAFETY SYSTE | INDUSTRIAL ELECTRONICS ENGINEERS | 03601-26-240R | 03601-26-240R | 2323-768-J-CM-01JA | CNMT POST-LOCA H2 ANALYZER CABINET
77 | 새울1발 | 200438021 | 신호격리기 | 계측 | 신호격리기,20mA,10041D98G01 Y,MMIS,I/I ISOLAT | Q | OES:Westinghouse Electric Company ¦ P/N:10041D98G01 Y | ISOLATOR,20mA,MMIS,I/I ISOLATOR SET #2 | WESTING HOUSE ELECTR | WESTINGHOUSE ELECTRIC COMPANY | 10041D98G01 Y |  | 2811-752-J-PA16B | QIAS-P CABINET CH.B
78 | 새울1발 | 200438028 | 신호격리기 | 계측 | 신호격리기,10041D98G13 Y,W5218 | Q | OES:Westinghouse Electric Company ¦ P/N:10041D98G13 Y ¦ M/N:W5218 | ISOLATOR | WESTING HOUSE ELECTR | WESTINGHOUSE ELECTRIC COMPANY | 10041D98G13 Y |  | 2811-752-J-LX01A | ESF-CCS Loop Controller Cabinets
79 | 한빛1발 | 200441837 | 모니터 | 계측 | 디스플레이,광전자식,KR-1000 DISPLAY UNIT,5.5IN T | A | OES:한국지노(주) ¦ P/N:PABR1-121 | DISPLAY MONITOR,TFT COLOR LCD,5.5in,W144xH144mm,KR-1000 DISPLAY UNIT,KR1000 레코더 본체에 연결가능 | 한국CHINO(주) | 한국CHINO(주) | PABR1-121 |  | 2311-BK-LR-110 | CTMT RECIR SUMP A LEVEL RECORDER
80 | 한빛1발 | 200441839 | 전원공급기 | 계측 | 전원공급기,100~240VAC, 90~264VAC,2A/1A 120/24 | A | OES:한국지노(주) ¦ P/N:PAALP3-007 | POWER SUPPLY,AC100~240,90~264V,V1:DC5V,V2:DC12V,V3:-DC12V,2/1A AC120/240V~MAX LOAD,V1:0~4A,V2:0~1.5A,V3:0~0.5A,47~53Hz | 한국CHINO(주) | 한국CHINO(주) | PAALP3-007 |  | 2311-BK-LR-110 | CTMT RECIR SUMP A LEVEL RECORDER
81 | 한빛1발 | 200454968 | 보호계전기 | 전기 | 전자석 계전기,EARTH FAULT,153㎜,440㎜,98㎜,24VDC, | A | OEM:Hitachi Energy Switzerland Ltd ¦ P/N:HIEE205010R0001 ¦ M/N:UNS 3020A-Z VER.1 | EARTH FAULT RELAY,EARTH FAULT,DC24V,440mm,153mm,98mm,EA,ROTOR EARTH FAULT PROTECTION | 두산중공업(주) | ABB SWITZERLAND LTD, MICA | HIEE205010R0001 | UNS 3020A-Z VER.1 | 2311-MB-F001L | EXCITER CUBICLES
82 | 한빛2발 | 200455860 | 유량센서 | 계측 | 유량센서,기타,AVERAGING PITOT TUBE,DFF-46M 및 동 | Q | OEM:(주)서진인스텍 ¦ M/N:DFF-46M 및 동등품 이상 | PITOT TUBE,기타,AVERAGING PITOT TUBE,PS 9-183-J784,MONEL,36in | DIESTERICH STANDARD | 서진인스텍(주) |  |  | 2323-462-J-SX-FE-0049 | CCW HT EXCH TR A INLET FLOW SE
83 | 한빛2발 | 200460129 | 공정제어기 | 계측 | (구성품)공정제어기,전자식,TL-132,INDICATE,1CHANNEL | A | OEM:FISHER CONTROLS INTERNATIONAL, LLC ¦ 대표자재 ¦ M/N:TL-132 | CONTROL INDICATOR,전자식,INDICATE,1CHANNEL,25.4x158.75x438mm,품질서류 1:REFER TO SPECIFICATION,최소포장단위:EA | FISHER CONTROLS INTE | FISHER CONTROLS INTERNATIONAL, LLC |  |  | 2323-451-J-CV-FI-0700 | HEAT RECOVERY HX FLOW INDICATOR
84 | 한울2발 | 200461434 | 패널지시계 | 계측 | 지시기,디지탈식,LEVEL INDICATING CONTROL | A | OES:MOORE INDUSTRIES INTERNATIONAL ¦ M/N:352EA21NNF | DIGITAL INDICATOR,디지털,AC120V±10%,60Hz±5%,4~20mA,±0.1%ofFS(%ofSPAN),0∼100%,PANEL,LEVEL INDICATING CONTROLLER | N/A | MOORE INDUSTRIES |  | 352EA21NNF | 2420-472-J-LIC-3021 | VAPOR BODY LEVEL CONTROLLER(LP01)
85 | 한빛2발 | 200464787 | 어댑터(광섬유용) | 계측 | 어댑터,연결기용,FIBER OPTIC REPEATER,REM | Q | OES:두산에너빌리티 주식회사 | ADAPTER,REMOTE I/O,REMOTE I/O VIA "F" CONNECTOR,AC115/230V&DC24V,FIBER OPTIC REPEATER,품질서류 1:구매규격서 참조 | 두산중공업 | 두산중공업(주) |  | 490NRP95400 | 2323-742-J-PA-29JA-RIO-13-2 | REMOTE I/O ADAPTER - RIO DROP
86 | 한빛2발 | 200464788 | 어댑터(광섬유용) | 계측 | 어댑터,연결기용,RIO DROP REPEATER,REMOTE | A | OES:SCHNEIDER ELECTRIC France ¦ P/N:490NRP95400 ¦ M/N:490NRP95400 | ADAPTER,MODBUS PLUS CONNECTION,VIA 9PIN D CONNECTOR,AC115/230V&DC24V,RIO DROP REPEATER,REMOTE I/O VIA "F" CONNECTOR | 두산중공업 | SCHNEIDER ELECTRIC INDUSTRIES SA | 490NRP95400 | 490NRP95400 | 2323-414-E-RD-07JN-1-RIO-1A-2 | REMOTE I/O ADAPTER - RIO DROP
87 | 고리3발 | 200464912 | 방사능지시계 | 계측 | 패널,운전제어용,LPDU/IC HN ESD,120VAC,60㎐,CM/I | A | OES:주식회사 수산이앤에스 ¦ 대표자재 ¦ M/N:123163 | LOCAL PROCESSING DISPLAY UNIT,AC120V,60Hz,SERIAL LINK:2 RS485,1 RS232,LPDU/IC HN ESD,1 ANALOG INPUT,1 ANALOG OUTPUT | (주)수산ENS | (주)수산ENS (구(주)포뉴텍) |  | 123163 | 2135-761-J-RT-0037 | CONTAINMENT PURGE EFFLUENT MONITOR(PIG)
88 | 고리3발 | 200464913 | 방사능측정기 | 계측 | 패널,운전제어용,LPU/SAS,120VAC,60㎐,CM/SAS BOAR | A | OES:주식회사 수산이앤에스 ¦ 대표자재 ¦ M/N:131916 | LOCAL PROCESSING UNIT,AC120V,60Hz,SERIAL LINK:2 RS485,ANALOG INPUT:1,ANALOG OUTPUT:2,LPU/SAS | (주)수산ENS | (주)수산ENS (구(주)포뉴텍) |  | 131916 | 2136-761-J-RT-0037 | CONTAINMENT PURGE EFFLUENT MONITOR(PIG)
89 | 고리3발 | 200464914 | 방사능지시계 | 계측 | 패널,운전제어용,LPDUPIPS,120VAC,60㎐,CM/PIP BOAR | A | OES:Mirion Technologies (MGPI) SAS ¦ 대표자재 ¦ M/N:132075<br>OES:주식회사 수산이앤에스 ¦ 대표자재 ¦ M/N:132075 | LOCAL PROCESSING DISPLAY UNIT,AC120V,60Hz,SERIAL LINK:2 RS485,1 RS232,LPDUPIPS,1 ANALOG INPUT,2 ANALOG OUTPUT | (주)수산ENS | MGP INSTRUMENTS |  | 132075 | 2135-761-J-RT-0015 | AUX BLDG COMMON HVAC EFFLUENT
90 | 한울1발 | 200465213 | 압력전송기 | 계측 | 전송기,GAGE PRESSURE,ALUMINUM HOUSING,3000 | A | OEM:Rosemount Nuclear Insruments, Inc. ¦ M/N:1152GP9N92PB | PRESSURE TRANSMITTER,Gauge Pressure,4~20mA,PANEL MOUNTING BRACKET,ALUMINUM HOUSING,0~3000psi,APPLY ATTACHED SPECIFICATION,적용품질기준:APPLY QPS-A-001 | ROSEMOUNT NUCLEAR IN | ROSEMOUNT NUCLEAR INSTRUMENTS, INC. |  | 1152GP9N92PB | 2411-ASG-004MP | 001PO EXHAUST PRESSURE TRANSMITTER
91 | 새울1발 | 200466975 | 기타 전송기 | 계측 | 기타 전송기,10041D98G11 Y,W5216,DC10~36V,±0.1 | Q | OES:Westinghouse Electric Company ¦ P/N:10041D98G11 Y ¦ M/N:W5216 | TRANSMITTER,DC10~36V,±0.1%ofFS(%ofSPAN),TRANSMITTER 0-2KOHM POT,신호변환기몸체형태:DIN RAIL/PANEL MOUNTING,출력신호타입:4~20mA,입력신호타입:100ohm~10kohm SLIDE-WIRE/POTENTIOMT,신호변환기연결타입:WIRE LEAD TERMINALS | WESTING HOUSE ELECTR | WESTINGHOUSE ELECTRIC COMPANY | 10041D98G11 Y |  | 2812-745-J-LX04C | LOOP CONTROLLER CABINET (CH. CE)
92 | 새울1발 | 200466976 | 신호변환기 | 계측 | 신호변환기,시리얼컨버터,RTD TO CURRENT TRANSMITTER | Q | OES:Westinghouse Electric Company ¦ P/N:10041D98G18 Y ¦ M/N:W5223 | SERIAL CONVERTER,시리얼컨버터,RTD TO CURRENT TRANSMITTER,DIN RAIL/PANEL MOUNTING,-25 ~ 85degC,RTD,4~20mA,0~200degC,±0.1% OF FULL SPAN,3.11cm,2.89cm,0.984cm,WIRE LEAD TERMINAL,W5223,신호변환기센서타입:RTD PT 100도 | WESTING HOUSE ELECTR | WESTINGHOUSE ELECTRIC COMPANY | 10041D98G18 Y |  | 2811-745-J-LX01A | LOOP CONTROLLER CABINET (CH. AE)
93 | 새울1발 | 200473468 | 기타 전송기 | 계측 | 기타 전송기,10041D98G04 Y,W5209,DC10~36V,MODU | Q | OES:Westinghouse Electric Company ¦ P/N:10041D98G04 Y ¦ M/N:W5209 | TRANSMITTER,DC10~36V,MODULE TRANSMITTER,입력신호타입:TC TYPE E,출력신호타입:4~20mA | WESTING HOUSE ELECTR | WESTINGHOUSE ELECTRIC COMPANY | 10041D98G04 Y |  | 2811-752-J-LX02A | ESF-CCS Loop Controller Cabinets
94 | 새울1발 | 200473469 | 신호격리기 | 계측 | 신호격리기,10041D98G05 Y,W5210,I/I ISOLATOR | Q | OES:Westinghouse Electric Company ¦ P/N:10041D98G05 Y ¦ M/N:W5210 | ISOLATOR,I/I ISOLATOR | WESTING HOUSE ELECTR | WESTINGHOUSE ELECTRIC COMPANY | 10041D98G05 Y |  | 2811-752-J-LX10A | ESF-CCS Loop Controller Cabinets
95 | 새울1발 | 200473470 | 반도체 계전기 | 계측 | 반도체 계전기,10041D98G08 Y,W5213 | Q | OES:Westinghouse Electric Company ¦ P/N:10041D98G08 Y ¦ M/N:W5213 | I/I ISOLATOR | WESTING HOUSE ELECTR | WESTINGHOUSE ELECTRIC COMPANY | 10041D98G08 Y |  | 2811-752-J-LX04C | ESF-CCS Loop Controller Cabinets
96 | 새울1발 | 200473471 | 신호격리기 | 계측 | 신호격리기,10041D98G14 Y,W5219,I/I ISOLATOR | Q | OES:Westinghouse Electric Company ¦ P/N:10041D98G14 Y ¦ M/N:W5219 | ISOLATOR,I/I ISOLATOR | WESTING HOUSE ELECTR | WESTINGHOUSE ELECTRIC COMPANY | 10041D98G14 Y |  | 2811-752-J-LX06C | ESF-CCS Loop Controller Cabinets
97 | 새울1발 | 200473472 | 기타 전송기 | 계측 | 기타 전송기,10041D98G15 Y,W5220,DC10~36V,MODU | Q | OES:Westinghouse Electric Company ¦ P/N:10041D98G15 Y ¦ M/N:W5220 | TRANSMITTER,DC10~36V,MODULE TRANSMITTER,입력신호타입:RTD,출력신호타입:4~20mA | WESTING HOUSE ELECTR | WESTINGHOUSE ELECTRIC COMPANY | 10041D98G15 Y |  | 2811-752-J-LX04C | ESF-CCS Loop Controller Cabinets
98 | 새울1발 | 200473473 | 신호격리기 | 계측 | 신호격리기,10041D98G19 Y,W5224,I/I ISOLATOR | Q | OES:Westinghouse Electric Company ¦ P/N:10041D98G19 Y ¦ M/N:W5224 | ISOLATOR,I/I ISOLATOR | WESTING HOUSE ELECTR | WESTINGHOUSE ELECTRIC COMPANY | 10041D98G19 Y |  | 2811-752-J-LX06C | ESF-CCS Loop Controller Cabinets
99 | 새울1발 | 200473474 | 기타 전송기 | 계측 | 기타 전송기,10041D98G20 Y,W5225,DC10~36V,MODU | Q | OES:Westinghouse Electric Company ¦ P/N:10041D98G20 Y ¦ M/N:W5225 | TRANSMITTER,DC10~36V,MODULE TRANSMITTER,입력신호타입:RTD,출력신호타입:4~20mA | WESTING HOUSE ELECTR | WESTINGHOUSE ELECTRIC COMPANY | 10041D98G20 Y |  | 2811-752-J-LX05C | ESF-CCS Loop Controller Cabinets
100 | 새울1발 | 200473475 | 신호격리기 | 계측 | 신호격리기,10041D98G21 Y,W5226,I/I ISOLATOR | Q | OES:Westinghouse Electric Company ¦ P/N:10041D98G21 Y ¦ M/N:W5226 | ISOLATOR,I/I ISOLATOR | WESTING HOUSE ELECTR | WESTINGHOUSE ELECTRIC COMPANY | 10041D98G21 Y |  | 2811-752-J-LX06C | ESF-CCS Loop Controller Cabinets
101 | 새울1발 | 200473476 | 신호격리기 | 계측 | 신호격리기,4mA,10041D98G24 Y,W5229,DC10V,THER | Q | OES:Westinghouse Electric Company ¦ P/N:10041D98G24 Y ¦ M/N:W5229 | I/I ISOLATOR,4mA,DC10V,THERMOCOUPLE TYPE E | WESTING HOUSE ELECTR | WESTINGHOUSE ELECTRIC COMPANY | 10041D98G24 Y |  | 2811-752-J-LX05A | ESF-CCS Loop Controller Cabinets
102 | 새울1발 | 200473477 | 기타 전송기 | 계측 | 기타 전송기,10041D98G30 Y,W5232,DC10~36V,MODU | Q | OES:Westinghouse Electric Company ¦ P/N:10041D98G30 Y ¦ M/N:W5232 | TRANSMITTER,DC10~36V,MODULE TRANSMITTER,입력신호타입:RTD,출력신호타입:4~20mA | WESTING HOUSE ELECTR | WESTINGHOUSE ELECTRIC COMPANY | 10041D98G30 Y |  | 2811-752-J-LX06C | ESF-CCS Loop Controller Cabinets
103 | 새울1발 | 200473478 | 기타 전송기 | 계측 | 기타 전송기,10041D98G31 Y,W5265,DC10~36V,MODU | Q | OES:Westinghouse Electric Company ¦ P/N:10041D98G31 Y ¦ M/N:W5265 | TRANSMITTER,DC10~36V,MODULE TRANSMITTER,입력신호타입:RTD,출력신호타입:4~20mA | WESTING HOUSE ELECTR | WESTINGHOUSE ELECTRIC COMPANY | 10041D98G31 Y |  | 2811-752-J-LX07A | ESF-CCS Loop Controller Cabinets
104 | 새울1발 | 200473479 | 기타 전송기 | 계측 | 기타 전송기,10041D98G34 Y,W5268,DC10~36V,MODU | Q | OES:Westinghouse Electric Company ¦ P/N:10041D98G34 Y ¦ M/N:W5268 | TRANSMITTER,DC10~36V,MODULE TRANSMITTER,입력신호타입:RTD,출력신호타입:4~20mA | WESTING HOUSE ELECTR | WESTINGHOUSE ELECTRIC COMPANY | 10041D98G34 Y |  | 2811-752-J-LX02C | ESF-CCS Loop Controller Cabinets
105 | 새울1발 | 200473480 | 신호격리기 | 계측 | 신호격리기,10041D98G35 Y,W5269,I/I ISOLATOR | Q | OES:Westinghouse Electric Company ¦ P/N:10041D98G35 Y ¦ M/N:W5269 | ISOLATOR,I/I ISOLATOR | WESTING HOUSE ELECTR | WESTINGHOUSE ELECTRIC COMPANY | 10041D98G35 Y |  | 2811-752-J-LX04C | ESF-CCS Loop Controller Cabinets
106 | 새울1발 | 200473481 | 반도체 계전기 | 계측 | 반도체 계전기,4~20mA,DC10~36V,10041D98G03 Y,W5 | Q | OES:Westinghouse Electric Company ¦ P/N:10041D98G03 Y ¦ M/N:W5208 | I/I ISOLATOR,4~20mA,DC10~36V,THERMOCOUPLE TYPE E | WESTING HOUSE ELECTR | WESTINGHOUSE ELECTRIC COMPANY | 10041D98G03 Y |  | 2811-752-J-PA18A | APC CABINET CH.A
107 | 새울1발 | 200473482 | 신호격리기 | 계측 | 신호격리기,10041D98G28 Y,W5202 | Q | OES:Westinghouse Electric Company ¦ P/N:10041D98G28 Y ¦ M/N:W5202 ¦ Old P/N:10041D98G28 | CURRENT ISOLATOR | WESTING HOUSE ELECTR | WESTINGHOUSE ELECTRIC COMPANY | 10041D98G28 Y |  | 2812-752-J-PA18C | APC CABINET CH.C
108 | 새울1발 | 200473483 | 반도체 계전기 | 계측 | 반도체 계전기,4~20mA,DC12~50V,10041D98G29 Y,W5 | Q | OES:Westinghouse Electric Company ¦ P/N:10041D98G29 Y ¦ M/N:W5230 | I/I ISOLATOR,4~20mA,DC12~50V,ANALOG | WESTING HOUSE ELECTR | WESTINGHOUSE ELECTRIC COMPANY | 10041D98G29 Y |  | 2811-752-J-PA18C | APC CABINET CH.C
109 | 월성3발 | 200479056 | 전동기 | 전기 | 전동기,460V,57.8A,60Hz,50hp(37kW),H,326TS,3 | Q | OES:효성중공업주식회사 ¦ M/N:326TS | MOTOR,460V,57.8A,60Hz,50hp(37kW),H,326TS,3550rpm,1.15,3phase,2Pole,326TS,TEFC(IC411),IP44,87%,CONTROL ROOM EMER.MAKEUP ACU,HORIZONTAL | 캐리어 | 효성중공업(주) |  |  | 2235-601-M-AU01A | CTRL RM EMER M/U ACU
110 | 월성3발 | 200479057 | 전동기 | 전기 | 전동기,460V,120.5A,60Hz,75kW(100hp),H,1175r | Q | OES:효성중공업주식회사 ¦ M/N:444T A-TYPE | MOTOR,460V,120.5A,60Hz,75kW(100hp),H,1175rpm,1.15,3phase,6Pole,444T,TEFC(IC411),IP44,83%,CONTROL ROOM SUPPLY AHU A-TYPE,HORIZONTAL | LS MTRON | 효성중공업(주) |  |  | 2235-601-M-HV01A | CTRL RM SPLY AIR HANDLING UNIT
111 | 월성3발 | 200479058 | 전동기 | 전기 | 전동기,460V,120.5A,60Hz,75kW(100hp),H,1175r | Q | OES:효성중공업주식회사 ¦ M/N:444T B-TYPE | MOTOR,460V,120.5A,60Hz,75kW(100hp),H,1175rpm,1.15,3phase,6Pole,444T,TEFC(IC411),IP44,83%,CONTROL ROOM SUPPLY AHU B-TYPE,HORIZONTAL,KEPIC EEB 2200,적용품질기준:KEPIC QAP,품질보증서류:NCR/SDDR(발행시) | LS MTRON | 효성중공업(주) |  |  | 2236-601-M-HV01B | CTRL RM SPLY AIR HANDLING UNIT
112 | 한울3발 | 200479311 | 전원공급기 | 계측 | 전원공급기,AC/HIGH VOLTAGE DC,85 TO 264 VACRM | A | OEM:Bently Nevada LLC ¦ M/N:3500/15-05-03-00 | POWER SUPPLY,AC85~264V RMS/DC88~140V,APPLY ATTACHED SPECIFICATION,AC/HIGH VOLTAGE DC,SUPPLY MODULE AND INPUT MODULE,적용품질기준:APPLY QPS-A-001 | BENTLY NEVADA CORPOR | BENTLY NEVADA CORPORATION |  | 3500/15-05-03-00 | 2112-CW-PWR001 | CWP VIB' SPEED RACK POWER SUPPLY
113 | 월성3발 | 200480913 | 기타 전송기 | 계측 | 전송기,ULTRASONIC TRANSMITTER,285㎜,209㎜,106 | Q | OES:SIEMENS MILLTRONICS PROCESS INSTRUMENTS ¦ 대표자재 ¦ M/N:SITRANS LU02 | ULTRASONIC TRANSMITTER,W285xD106xH209mm,(ADD REMOTE CONTROL),-20 ~ 50degC,0.3~60m,AC120V,60Hz,0.25% OF RANGE,SWITCH TYPE:DPDT,MOUNTED,4~20mA,INPUT RANGE:44kHz PULSE,ULTRASONIC SENSOR | SIEMENS MILLTRONICS | SIEMENS MILLTRONICS PROCESS INSTRUMENTS |  | SITRANS LU02 | 2235-553-J-LDT-3052 | LEVEL DIFFERENTIAL TRANSMITTER
114 | 한빛1발 | 200481428 | 원통형 퓨즈 | 계측 | 퓨즈,통형,CYLINDRICAL,0.25IN,1.25IN,250VAC,3 | A | OEM:EATON CORPORATION ¦ M/N:MDL-3 | CARTRIDGE FUSE,TIME DELAY,AC250V,3A,100A,1.25in,0.25in,GLASS,RACK MOUNTING | COOPER BUSSMANN, INC | COOPER BUSSMANN, INC. |  | MDL-3 | 2311-AB-TY-414 | MAIN STEAM DUMP TO CONDENSER CONVERTER
115 | 고리2발 | 200482198 | 전류지시계 | 전기 | 전류계,METER RY., 0-150AAC SC, 5A MVT,ORIGI | Q | OEM:Yokogawa Electric Corporation ¦ P/N:03-789115-00<br>OES:Ametek Solidstate Controls ¦ P/N:03-789115-00 | AMPERE METER,METER RELAY,0-150AAC SC,5A MVT | AMETEK | AMETEK SOLIDSTATE CONTROL | 03-789115-00 |  | 2124-PQ-X23B | 480/120V, 30KVA XMFR
116 | 월성3발 | 200482617 | 열동형 계전기 | 전기 | (구성품)열동형 계전기,UTH TYPE,AC120V,4~6A,60HZ,U | Q | OEM:에이치디현대일렉트릭 주식회사 ¦ 대표자재 ¦ M/N:UTH32KQ A0006S + UTHMB32 | THERMAL RELAY,UTH TYPE,AC120V,4~6A,60Hz,45mm,81mm,91mm | 에이치디현대일렉트릭 | 에이치디현대일렉트릭 |  |  | 2235-761-J-RT-0039 | CNMT AIR RAD
117 | 월성3발 | 200491616 | 냉각기/쿨러 | 전기 | 냉각기/쿨러,BORA HPD 0480-60,STARTING AIR DRY | A | OES:한화엔진 주식회사 ¦ M/N:BORA HPD 0480-60 | COOLER,STARTING AIR DRYER,설치기기 정보:EDG 기동용 공기압축기 SKID,타입(형식):HPD 0480-60/628/C11-0466-000 | 스마트엔진(251875) | 한화엔진(주)[구 두산엔진,에이치에스디엔진] |  |  | 2230-593-M-ZM04 | AIR COMP SKID
118 | 한울3발 | 200494562 | 단자용 부품키트 | 계측 | NETWORK,TB-3500,3501,INTERFACE TERMINAL, | A | OEM:MAN Energy Solutions France SAS ¦ P/N:FC9A00177R | INTERFACE TERMINAL,TB-3500,3501 | MAN DIESEL SA(S.E.M. | MAN ENERGY SOLUTIONS SAS(MAN DIESEL:OLD) | P/N FC9A00177R |  | 2435-591-J-CA-01A | DMDS COMPUTER
119 | 한울3발 | 200494570 | 단자용 부품키트 | 계측 | NETWORK,TB-3502,3503,3504,3505,INTERFACE | A | OEM:MAN Energy Solutions France SAS ¦ P/N:FC9A00177S | INTERFACE TERMINAL,TB-3502,3503,3504,3505 | MAN DIESEL SA(S.E.M. | MAN ENERGY SOLUTIONS SAS(MAN DIESEL:OLD) | P/N FC9A00177S |  | 2435-591-J-CA-01A | DMDS COMPUTER
120 | 한울3발 | 200494571 | 단자용 부품키트 | 계측 | NETWORK,TB-3506,INTERFACE TERMINAL,I/N T | A | OEM:MAN Energy Solutions France SAS ¦ P/N:FC9A00170R | INTERFACE TERMINAL,TB-3506 | MAN DIESEL SA(S.E.M. | MAN ENERGY SOLUTIONS SAS(MAN DIESEL:OLD) | P/N FC9A00170R |  | 2435-591-J-CA-01A | DMDS COMPUTER
121 | 새울1발 | 200495221 | 전자석 계전기 | 전기 | 전자석 계전기,24VDC,24VDC,1SPDT,ASME NQA-1,C O | Q | OEM:ABB INC.- PROTECTIVE RELAYS & SWITC ¦ M/N:RB121A-24VDC | ELECTRO MAGNETIC RELAY,DC24V,1SPDT | 에이치에스디엔진(주) | ABB AUTOMATION INC |  | RB121A-24VDC | 2811-591-E-DP06A | EDG DIV.A CONNECTION(RELAYING) CUBICLE
122 | 새울1발 | 200495222 | 전자석 계전기 | 전기 | 전자석 계전기,125VDC,125VDC,1SPDT,ASME NQA-1, | Q | OEM:ABB INC.- PROTECTIVE RELAYS & SWITC ¦ M/N:RB121A-125VDC | ELECTRO MAGNETIC RELAY,DC125V,1SPDT | ABB AUTOMATION INC | ABB AUTOMATION INC |  | RB121A-125VDC | 2811-591-E-DP05A | EDG DIV. A CONNECTION CUBICLE
123 | 한울3발 | 200496048 | 제어카드 | 전기 | 통신 장치,FAST ETHERLINK,XL PCI CARD,10/100 | Q | OES:Westinghouse Electric Company ¦ P/N:127646 Y | COMMUNICATION CARD,XL PCI CARD,3COM P/N:3C905B-TX,FAST ETHERLINK,통신 속도:10/100 BASE-T ETHERNET | WESTINGHOUSE/3COM | WESTINGHOUSE ELECTRIC COMPANY | 127646 |  | 2435-612-J-HS-0059-B | POST LOCA PURGE ACU CTRL DMPR Y0059 CTRL
124 | 새울1발 | 200497542 | 전자석 계전기 | 전기 | 전자석 계전기,35.2MM,21.5MM,27.5MM,24VDC,37MA, | A | OEM:SONG CHUAN GROUP COMPANY ¦ M/N:SCL-L-DPDT-S 24VDC<br>OES:Nexus Controls LLC ¦ P/N:68A9663PDC24X | ELECTRO MAGNETIC RELAY,DC24V,37MA,0.9W,650ohm,21.5mm,35.2mm,27.5mm | NEXUS CONTROLS LLC | SONG CHUAN GROUP COMPANY | 68A9663PDC24X | SCL-L-DPDT-S 24VDC | 2812-811-E-LP01 | EXCITATION CONTROL PANEL
125 | 한빛2발 | 200499795 | 온도전송기 | 계측 | 전송기,TC TO CURRENT,70 ℃,0 ℃,4-20 MA,EA,OR | A | OES:TRANSMATION INC. ¦ M/N:610T-03 | THERMOCOUPLE TRANSMITTER,TC TO CURRENT,4~20mA,0~70degC,최소포장단위:EA | TRANSMATION INC. | TRANSMATION INC. |  | 610T-03 | 2323-611-J-VP-TT-0061 | OUT-CORE NEUT DET CAVITY AIR TEMP TX
126 | 한울1발 | 200500761 | 배선용차단기 | 전기 | 차단기(CIRCUIT BREAKER),NFB,100AF,100A,100 | Q | OES:국제전기 주식회사 ¦ P/N:PA004223 ¦ M/N:TMAXT1 | CIRCUIT BREAKER,MOLDED CASE CIRCUIT BREAKER,100A,100A,INDOOR USE,100AF,PANEL MOUNTING,BATTERY BREAKER(MCBB) | ABB INC. | 국제전기(주)(충북) | P/N PA004223 |  | 2411-LNA-001DL | LNA INVERTER 001DL
127 | 한울1발 | 200500762 | 배선용차단기 | 전기 | 차단기(CIRCUIT BREAKER),NFB,100AF,100A,50A, | Q | OES:국제전기 주식회사 ¦ P/N:PA004224 ¦ M/N:TMAXT1 | CIRCUIT BREAKER,MOLDED CASE CIRCUIT BREAKER,100A,50A,INDOOR USE,100AF,PANEL MOUNTING,BYPASS/OUTPUT CB(MCBA,MCBL) | ABB INC. | 국제전기(주)(충북) | P/N PA004224 |  | 2411-LNA-001DL | LNA INVERTER 001DL
128 | 한울1발 | 200500768 | 배선용차단기 | 전기 | 차단기(CIRCUIT BREAKER),TMAXT1,100AF,20A,3P | Q | OES:국제전기 주식회사 ¦ 대표자재 ¦ P/N:PA004225 | CIRCUIT BREAKER,20A,60Hz,3Pole,100AF,5kVA INVERTER BYPASS TR,TMAXT1,MCB1 | ABB INC. | 국제전기(주)(충북) | P/N PA004225 |  | 2411-LNA-001TR | LNA 460/220V A.C TRANSFORMER
129 | 한울1발 | 200500769 | 배선용차단기 | 전기 | 차단기(CIRCUIT BREAKER),TMAXT1,100AF,40A,10 | Q | OES:국제전기 주식회사 ¦ 대표자재 ¦ P/N:PA004226 | CIRCUIT BREAKER,40A,60Hz,3Pole,100AF,5kVA INVERTER BYPASS TR,TMAXT1,MCB2 | ABB INC. | 국제전기(주)(충북) | P/N PA004226 |  | 2411-LNA-001TR | LNA 460/220V A.C TRANSFORMER
130 | 한울2발 | 200500916 | 전기노이즈필터 | 계측 | 전도체,억제,전기소음용,EMI FILTER,AC120V,20A,PF050 | Q | OES:두산에너빌리티 주식회사 ¦ P/N:PF05070023-000007 ¦ M/N:IA1-ETI-20A120T | NOISE FILTER,AC120V,20A |  | 두산중공업(주) | PF05070023-000007 | IA1-ETI-20A120T | 2423-752-J-PA29A-EMC501 | EMI Filter - Instrument Power C Ch, 20A
131 | 한울1발 | 200502001 | 전원공급기 | 전기 | 전원공급기,SMPS,48Vdc,24Vdc,5KVA INVERTER/CH | Q | OES:국제전기 주식회사 ¦ P/N:PCZZZ534 ¦ M/N:DSR50-24-48 | POWER SUPPLY,SMPS2,DC48V,DC24V,5kVA INVERTER/CHARGER | LAMBDA | 국제전기(주)(충북) | PCZZZ534 |  | 2411-LBC-001RD | LBC 001RD 125VDC CHARGER
132 | 한울1발 | 200502005 | 배선용차단기 | 전기 | 차단기(CIRCUIT BREAKER),TMAXT1,100AF,15AT,5 | Q | OES:국제전기 주식회사 ¦ P/N:PA004222 ¦ M/N:TMAXT1 | CIRCUIT BREAKER,15A,3,100AF,5kVA INVERTER,CB1 | ABB INC. | 국제전기(주)(충북) | P/N PA004222 |  | 2412-LNC-001DL | LNC INVERTER 001DL
133 | 한울1발 | 200502034 | 원통형 퓨즈 | 전기 | 퓨즈,통형,10㎜,38㎜,600VAC,1A,FUSEHOLDER,FAST | Q | OES:국제전기 주식회사 ¦ P/N:PC012085 ¦ M/N:AJT1 | CARTRIDGE FUSE,F1~3,FAST ACTING,AC600V,1A,38mm,10mm,FUSE HOLDER | 국제전기(주)(충북) | 국제전기(주)(충북) | P/N PC012085 | M/N AJT1 | 2411-LBC-001RD | LBC 001RD 125VDC CHARGER
134 | 한울1발 | 200502057 | 배선용차단기 | 전기 | 차단기(CIRCUIT BREAKER),MCCB,400V,15A,2EA,6 | Q | OES:국제전기 주식회사 ¦ 대표자재 ¦ P/N:PA004235 ¦ M/N:S502-K | MCCB,400V,15A,60Hz,2Pole,5kVA INVERTER BYPASS TR,105JA | ABB INC. | 국제전기(주)(충북) | PA004235 | S502-K | 2411-LNA-001TR | LNA 460/220V A.C TRANSFORMER
135 | 한울1발 | 200502058 | 배선용차단기 | 전기 | 차단기(CIRCUIT BREAKER),MCCB,400V,10A,2EA,6 | Q | OES:국제전기 주식회사 ¦ 대표자재 ¦ P/N:PA004234 ¦ M/N:S502-K | MCCB,400V,10A,60Hz,2Pole,5kVA INVERTER BYPASS TR,101,102,103,106JA | ABB INC. | 국제전기(주)(충북) | PA004234 | S502-K | 2411-LNA-001TR | LNA 460/220V A.C TRANSFORMER
136 | 한울1발 | 200502059 | 배선용차단기 | 전기 | 차단기(CIRCUIT BREAKER),MCCB,400V,2A,2EA,60 | Q | OES:국제전기 주식회사 ¦ 대표자재 ¦ P/N:PA004233 ¦ M/N:S502-K | MCCB,400V,2A,60Hz,2Pole,100AF,MCC,104JA | ABB INC. | 국제전기(주)(충북) | PA004233 | S502-K | 2411-LNA-001TR | LNA 460/220V A.C TRANSFORMER
137 | 한울1발 | 200502060 | 배선용차단기 | 전기 | 차단기(CIRCUIT BREAKER),MCCB,400V,1A,2EA,60 | Q | OES:국제전기 주식회사 ¦ 대표자재 ¦ P/N:PA004232 ¦ M/N:S502-K | MCCB,400V,1A,60Hz,2Pole,100AF,MCC,107,108JA | ABB INC. | 국제전기(주)(충북) | PA004232 | S502-K | 2411-LNA-001TR | LNA 460/220V A.C TRANSFORMER
138 | 한울1발 | 200504014 | 캐패시터 | 전기 | 캐패시터,C44AFGR6300ZA0J,250V,300㎌,5KVA INV | Q | OEM:국제전기 주식회사 ¦ P/N:QA005002 | CAPACITOR,AC CAPACITOR,300uF,250V,5kVA INVERTER,C44AFGR6300ZA0J | ARCOTRONICS | 국제전기(주)(충북) | QA005002 |  | 2411-LNA-001DL | LNA INVERTER 001DL
139 | 새울1발 | 200509803 | 전력용 차단기 | 전기 | 차단기(CIRCUIT BREAKER),AC CONTROL CIRCUIT | A | OES:한화엔진 주식회사 ¦ P/N:K41011S ¦ M/N:C60H / 24987 ¦ Old P/N:52.3030 | CIRCUIT BREAKER,AC CONTROL,AC120V,16A,15kA,60Hz,36mm,81mm | 에이치에스디엔진(주) | 에이치에스디엔진(주)[구 두산엔진(주)] | P/N K41011S | M/N C60H / 24987 | 2812-591-E-DP02A | EDG DIV. A PHASE/POTENTIAL CUBICLE
140 | 새울1발 | 200509804 | 전력용 차단기 | 전기 | 차단기(CIRCUIT BREAKER),DC CONTROL CIRCUIT | Q | OES:한화엔진 주식회사 ¦ P/N:K41011S ¦ M/N:C60H DC MGN61531 ¦ Old P/N:52.3207 | CIRCUIT BREAKER,DC CONTROL,DC125V,16A,25kA,73mm,36mm,81mm,-25 ~ 70degC,2Pole | 에이치에스디엔진(주) | 에이치에스디엔진(주)[구 두산엔진(주)] | P/N K41011S | M/N C60H DC MGN61531 | 2811-591-E-DP08A | EDG DIV.A SPEED CUBICLE
141 | 한울3발 | 200511101 | 제어카드 | 계측 | 제어카드,N-2AI-I2V(AS:FC-5),4~20mA,DC0~10V,D | Q | OES:FRAMATOME Inc. ¦ M/N:N-2AI-I2V(AS:FC-5) | CIRCUIT CARD,4~20mA,DC0~10V,DC±15V,2,CURRENT TO VOLTAGE CONVERTER,LOW PASS FILTER | INVENSYS SYSTEMS, IN | INVENSYS SYSTEMS, INC |  |  | 2435-431-J-PDY-0115A | SG 1 DIFF. PRESS
142 | 새울1발 | 200512484 | 배선용차단기 | 전기 | 차단기(CIRCUIT BREAKER),MCCB,105㎜,86.5㎜,165 | Q | OEM:에이치디현대일렉트릭 주식회사 ¦ 대표자재 ¦ M/N:HBL103UQ | MCCB,AC690V,30A,85kA,60Hz,105mm,165mm,86.5mm,M8 BOLT,3Pole,100AF,MCC | LG전자 | 현대일렉트릭앤에너지시스템(주) | 100AF/30AT | HBL103UQ | 2812-827-E-MC08A | CLASS 1E AUX BLDG 480V MCC(4-827-E-MC08A
143 | 새울1발 | 200512486 | 배선용차단기 | 전기 | 차단기(CIRCUIT BREAKER),MCCB,105㎜,86.5㎜,165 | Q | OEM:에이치디현대일렉트릭 주식회사 ¦ 대표자재 ¦ M/N:HBL103UQ | MCCB,AC690V,100A,85kA,60Hz,105mm,165mm,86.5mm,M8 BOLT,3Pole,100AF,MCC | LG전자 | 현대일렉트릭앤에너지시스템(주) | 100AF/100AT | HBL103UQ | 2812-827-E-MC08B | CLASS 1E AUX BLDG 480V MCC(4-827-E-MC08B
144 | 한울2발 | 200512942 | 수위전송기 | 계측 | 유량전송기,CAPACITANCE-TO-CURRENT TANSMIT,160 | A | OES:Westinghouse Electric Company ¦ P/N:158A-B2-A1 N<br>OEM:ROBERTSHAW INDUSTRIAL PRODUCTS DIVISION ¦ P/N:158A-B2-A1 N | LEVEL TRANSMITTER,CAPACITANCE TO CURRENT TANSMIT,AC120V,±10%,50/60Hz,DC4~20mA,REMOTELY MOUNTED PROBE,WATER TIGHT ENCLOSURE,0~1000pF,-40 ~ 160degF,OIL LEVEL TRANSMITTER | WESTINGHOUSE ELECTRI | WESTINGHOUSE ELECTRIC COM | 158A-B2-A1 |  | 2424-431-J-TE-0188 | RCP 02B LUBE OIL CLR TEMP SENSOR
145 | 새울1발 | 200515862 | 분류기/션트 | 전기 | 분류기(SHUNT),계기식,DC SHUNT,100mV,20A,CLASS | Q | OES:한화엔진 주식회사 ¦ P/N:91303/EP410 ¦ M/N:881-92 | SHUNT,20A,100mV,CLASS 0.5(BS89),DC SHUNT | 에이치에스디엔진(주) | 에이치에스디엔진(주)[구 두산엔진(주)] | P/N 91303/EP410 | M/N 881-92 | 2811-591-E-DP01A | EDG DIV. A EXCITATION CUBICLE
146 | 월성3발 | 200516427 | 압력전송기 | 계측 | 압력전송기,AC120V,4~20mA,±0.5%ofFS(%ofSPAN),N | A | OEM:HUBA CONTROL<br>OES:엘지전자 주식회사 ¦ P/N:40004222 | PRESSURE TRANSMITTER,AC120V,4~20mA,±0.5%ofFS(%ofSPAN),NPT1/4in,LINEARITY,HYSTERESIS:<±0.5% FULL SCALE,2ms,SS,0~16kg/cm2 | LG전자(주) | HUBA CONTROL |  |  | 2236-632-J-PT-3309 | CC CH03 CNDSR/COOLING WATER CONT'V/V
147 | 월성1발 | 200516442 | 밸브포지셔너 | 계측 | (구성품)밸브포지셔너,PNEUMATIC,P91V-3BRS-N,NPT1/4 | A | OES:FRAMATOME Inc. ¦ 대표자재 ¦ M/N:P91V-3BRS-N | VALVE POSITIONER,PNEUMATIC,NPT1/4,SUPPLY:35PSI,100mm(STEM TRAVEL),89mm,D129mm,118mm,3~15psi,INCRESE INPUT DECREASES OUTPUT,ALUMINUM ALLOY/VINYL PAINT,P25A OR P50A VALVE TYPE IS V1,TYPE C,최소포장단위:BYPASS MANIFOLD WITH 3GAUGE | SCHNEIDER ELECTRIC S | INVENSYS FOXBORO |  |  | 2212-64321-FCV17 | 43210-AUX CEP103 RECIR FCV
148 | 월성1발 | 200516443 | 밸브포지셔너 | 계측 | (구성품)밸브포지셔너,PNEUMATIC,P91V-3BDS-N,NPT1/4 | A | OES:FRAMATOME Inc. ¦ 대표자재 ¦ M/N:P91V-3BDS-N | VALVE POSITIONER,PNEUMATIC,NPT1/4,SUPPLY:35PSI,100mm(STEM TRAVEL),89mm,D129mm,118mm,3~15psi,INCRESE INPUT INCREASES OUTPU,ALUMINUM ALLOY/VINYL PAINT,P25A OR P50A VALVE TYPE IS V1,TYPE C,최소포장단위:BYPASS MANIFOLD WITH 3GAUGE | SCHNEIDER ELECTRIC S | INVENSYS FOXBORO |  |  | 2212-64323-PCV189 | 4323-SGFW P101 GLAND SEAL PCV
149 | 월성1발 | 200516520 | 밸브포지셔너 | 계측 | (구성품)밸브포지셔너,PNEUMATIC,P91V-3BDT-N,NPT1/4 | A | OES:FRAMATOME Inc. ¦ 대표자재 ¦ M/N:P91V-3BDT-N | VALVE POSITIONER,PNEUMATIC,NPT1/4,SUPPLY:35PSI,100mm(STEM TRAVEL),89mm,D129mm,118mm,3~15psi,INCRESE INPUT INCREASES OUTPUT,ALUMINUM ALLOY/VINYL PAINT,P110A VALVE TYPE IS V1,TYPE C,최소포장단위:BYPASS MANIFOLD WITH 3GAUGE | SCHNEIDER ELECTRIC S | INVENSYS FOXBORO |  |  | 2212-64321-LCV23 | AUX CEP103 DISCH D/A LCV
150 | 한울1발 | 200517232 | 전원공급기 | 전기 | 전원공급기,SMPS,85~265VAC,24VDC,5KVA INVERTER | Q | OES:국제전기 주식회사 ¦ P/N:PCZZZ272 ¦ M/N:HWS50-24<br>OEM:TDK-LAMBDA ¦ P/N:PCZZZ272 ¦ M/N:HWS50-24 | POWER SUPPLY,SMPS/SMPS1,AC85~265V,DC24V,5kVA INVERTER/CHARGER | LAMBDA | 국제전기(주)(충북) | PCZZZ272 |  | 2112-EE-106INVJ001 | RSP 'A' INVERTER EE106INVJ001
151 | 한울3발 | 200518306 | 하이브리드 계전기 | 전기 | 하이브리드 계전기,125VDC,60㎐,PROTECTION,PNL MTG, | Q | OEM:ABB INC.- PROTECTIVE RELAYS & SWITC ¦ P/N:411R0175 ¦ M/N:ITE-27H<br>OES:현대일렉트릭앤에너지시스템(주) ¦ P/N:411R0175 ¦ M/N:ITE-27H | HYBRID RELAY,DC125V,N/A,.,60Hz,PROTECTION,PANEL MOUNTING,UNDER VOLTAGE RELAY(27LU,27LS),작동데이터:60~110V | 에이치에스디엔진(주) | ABB POWER T&D COMPANY INC | 411R0175 | ITE-27H | 2435-823-E-SW01A-K1 | 4.16 KV SW01A BUS P.T CUBICLE(FROM UAT)
152 | 한울1발 | 200520590 | 버터플라이밸브 | 기계 | 버터플라이 밸브,AOV,10IN,BRONZE,16BAR,NEOPRENE, | Q | OES:KSB SE & Co. KGaA ¦ M/N:U3F42202 | BUTTERFLY VALVE,AOV,FLG(FLANGE),10in,BRONZE,NEOPRENE,FLG(FLANGE),ROUND W/HOLE,ROUND W/HOLE,16bar(MAX),AIR,SEA WATER,PBCRBC 0250F,페이스너비:110mm,적용품질기준:ASME NQA-1 | FRAMATOME | AMRI, INC. |  | U3F42202 | 2411-SEC-021VE | 001FI MUSSEL TRAP CLEANING AOV
153 | 한빛1발 | 200529845 | 다이아프램밸브 | 기계 | 다이아프램 밸브,ASS'Y,2IN,ASME SA351 GR CF8M,CL | Q | OEM:ITT ENGINEERED VALVES, LLC ¦ M/N:SD-C-124121 ¦ Old M/N:SD-C-109801 | DIAPHRAGM VALVE,SW(Socket Weld),2in,CLASS150,ASME SA351 GRADE CF8M,EPDM,SW(Socket Weld),300degF(MAX),다이아프램밸브타입:ASSEMBLY,HCB-DIA-D | ITT ENGINEERED VALVE | ITT ENGINEERED VALVES, LL |  | SD-C-109801 | 2311-BG-V141 | SEAL WTR RETURN FILTER(S-Z026) INLET VV
154 | 한빛1발 | 200530116 | 다이아프램밸브 | 기계 | 다이아프램 밸브,ASS'Y,1IN,ASME SA351 GR CF8M,CL | Q | OEM:ITT ENGINEERED VALVES, LLC ¦ M/N:SD-C-124122 ¦ Old M/N:SD-C-109800 | DIAPHRAGM VALVE,SW(Socket Weld),1in,CLASS150,ASME SA351 GRADE CF8M,EPDM,SW(Socket Weld),300degF(MAX),밸브몸체형태:ASSEMBLY,HCB-DIA-D,ASME SEC III CLASS2,(77ED~78ADD) | ITT ENGINEERED VALVE | ITT ENGINEERED VALVES, LL |  | SD-C-109800 | 2311-BG-V061 | VCT TO GRS OUTLET VV
155 | 월성2발 | 200531934 | 밸브 구동기 | 전기 | 구동기(ACTUATOR),MECHANICAL,480VAC,4.6A,1.5 | A | OEM:ROTORK CONTROLS LTD. ¦ M/N:30AF16B4 | ACTUATOR,AC480V,60Hz,4.6A,1.5kW,43rpm,MECHANICAL | ROTORK CONTROLS LTD | ROTORK CONTROLS LTD |  | 30AF16B4 | 2224-71200-MV7785 | CONDENSER CD03B OUTLET MV
156 | 월성2발 | 200531944 | 밸브 구동기 | 전기 | 구동기(ACTUATOR),MOV ACTUATOR,480VAC,2.6A,0 | A | OEM:ROTORK CONTROLS LTD. ¦ M/N:14AF14B4 | ACTUATOR,AC480V,60Hz,2.6A,0.8kW,43rpm,MOV ACTUATOR | ROTORK CONTROLS LTD | ROTORK CONTROLS LTD |  | 14AF14B4 | 2224-71340-MV7404 | MOTOR DRIVEN V/V
157 | 새울1발 | 200534012 | 신호격리기 | 계측 | 신호격리기,DC4~20mA,DC4~20mA,10041D98G25 Y,W5 | Q | OES:Westinghouse Electric Company ¦ P/N:10041D98G25 Y ¦ M/N:W5204 | CURRENT ISOLATOR,DC4~20mA,DC4~20mA,DC12~36V,2.2W(MAX) | WESTING HOUSE ELECTR | WESTINGHOUSE ELECTRIC COMPANY | 10041D98G25 Y |  | 2812-451-J-FY-0212B01 | CHARGING LINE FLOW SIGNAL CVTR(PA18B)
158 | 새울1발 | 200534041 | 배선용차단기 | 전기 | 차단기(CIRCUIT BREAKER),MCCB,105MM,86.5MM,1 | Q | OEM:에이치디현대일렉트릭 주식회사 ¦ 대표자재 ¦ M/N:HBL103UMQ | MCCB,AC690V,80A,85kA,60Hz,105mm,165mm,86.5mm,M8 BOLT,3Pole,100AF,MCC | 광명전기 | 현대일렉트릭앤에너지시스템(주) | 100AF/80AT | HBL103UMQ | 2811-827-E-MC04B | CLASS 1E 480V MOTOR CONTROL CENTER 04B
159 | 한울3발 | 200534703 | 가속도센서 | 계측 | 가속도계,전기식,LPMS SENSOR (RCP, SG),LPM SENSO | A | OEM:BRUEL & KJAER VIBRO ¦ 대표자재 ¦ P/N:75019-001 N ¦ M/N:8324<br>OES:Westinghouse Electric Company ¦ 대표자재 ¦ P/N:75019-001 N ¦ M/N:8324 | ACCELEROMETER,LPMS SENSOR(RCP,SG),20000ms-2,DC-24V,PICOCOULOMB(PC),-60 ~ 482degC,ACCELERATION(G) | BRUEL & KJAER VIBRO | BRUEL & KJAER VIBRO GMBH | 75019-001 | 8324 | 2436-431-J-XE-2118 | LPMS SENSOR(RCP02B)
160 | 고리2발 | 200534941 | 공정제어기 | 계측 | 공정제어기,전자식,T640MAINS-HIB-M001-ENG,FRONT P | A | OEM:SCHNEIDER ELECTRIC France ¦ M/N:T640MAINS-HIB-M001-ENG<br>OES:Eurotherm Limited corporate ¦ M/N:T640MAINS-HIB-M001-ENG | PROCESS CONTROLLER,전자식,FRONT PANEL,MICRO DCS CONTROLLER,디스플레이 데이터:BARGRAPH&NUMERIC DISPLAY | (주)한국유로썸 | SCHNEIDER ELECTRIC INDUSTRIES SA |  |  | 2123-CT-TK-017 | LIVE STEAM CONTROL VV M/A STATION
161 | 한빛3발 | 200536628 | 전자접촉기 | 전기 | 접촉기,MAGNETIC CONTACTOR,500V,10A,AUX 4A4 | A | OEM:SCHNEIDER ELECTRIC France ¦ M/N:CA3-DN22GD+LA1-DN22 | MAGNETIC CONTACTOR,AUXILIARY CONTACTOR,500V,DC125V,10A,AUX 4A4B | FR000043 | SCHNEIDER ELECTRIC INDUST |  | CA3-DN22GD+LA1-DN22 | 2335-514-S-Q01N | EBOP LOCAL STARTER
162 | 한빛2발 | 200541512 | 전기용 트랜스듀서 | 전기 | 전기용 트랜스듀서,AC120V,LPPF-V1-A2-F2-P1-O3/D1 | A | OES:HSIANG CHENG ¦ P/N:LPPF-V1-A2-F2-P1-O3/D1 ¦ M/N:LPPF | POWER FACTOR TRANSDUCER,AC120V,0.5(C)~1~0.5(L),-20 ~ +65degC,0.2% RO+0.3도,≤400ms FOR STEP CHANGE 0~99%,AC0~150V,4~20mA,MATERIAL CATALOG,전기 데이터:POWER DISSIPATION:<3.5VA | HSIANG CHENG ELECTRI | HSIANG CHENG ELECTRIC CORP | LPPF-V1-A2-F2-P1-O3/D1 |  | 2323-742-E-PA-17J | RELAY AND METERING PANEL
163 | 한빛2발 | 200541513 | 전기용 트랜스듀서 | 전기 | 전기용 트랜스듀서,AC120V,LPV-V1-P1-O1,LPV,-20 ~ | A | OEM:HSIANG CHENG ¦ P/N:LPV-V1-P1-O1 ¦ M/N:LPV<br>OES:와이피피(주) ¦ P/N:LPV-V1-P1-O1 ¦ M/N:LPV | VOLTAGE TRANSDUCER,AC120V,-20 ~ +65degC,0.1% RO,≤400ms FOR STEP CHANGE 0~99%,AC0~150V,0~1MA,전기 데이터:POWER DISSIPATION 3.5VA(MAX) | HSIANG CHENG ELECTRI | HSIANG CHENG ELECTRIC CORP | LPV-V1-P1-O1 |  | 2311-XX-ZJ-P080D-TD01 | Protection Relay Transducer(Voltage)
164 | 한빛2발 | 200541515 | 전기용 트랜스듀서 | 전기 | 전기용 트랜스듀서,AC120V,LPV-V1-P1-O3,LPV,-20 ~ | A | OEM:HSIANG CHENG ¦ P/N:LPV-V1-P1-O3 ¦ M/N:LPV<br>OES:와이피피(주) ¦ P/N:LPV-V1-P1-O3 ¦ M/N:LPV | VOLTAGE TRANSDUCER,AC120V,-20 ~ +65degC,≤400ms FOR STEP CHANGE 0~99%,AC0~150V,4~20mA,전기 데이터:POWER DISSIPATION 3.5VA(MAX) | HSIANG CHENG ELECTRI | HSIANG CHENG ELECTRIC CORP | LPV-V1-P1-O3 |  | 2323-742-E-PA-17J | RELAY AND METERING PANEL
165 | 한빛2발 | 200541516 | 전기용 트랜스듀서 | 전기 | 전기용 트랜스듀서,A-XDCR,AC120V,LPA-A2-P1-O3,LPA | A | OEM:HSIANG CHENG ¦ P/N:LPA-A2-P1-O3 ¦ M/N:LPA<br>OES:와이피피(주) ¦ P/N:LPA-A2-P1-O3 ¦ M/N:LPA | CURRENT TRANSDUCER,A-XDCR,AC120V,-20 ~ 65degC,0.1% RO,≤400ms FOR STEP CHANGE 0~99%,0~7.5A,4~20mA,전기 데이터:POWER DISSIPATION 3.5VA(MAX) | HSIANG CHENG ELECTRI | HSIANG CHENG ELECTRIC CORP | LPA-A2-P1-O3 |  | 2323-742-E-PA-17J | RELAY AND METERING PANEL
166 | 한빛2발 | 200541518 | 전기용 트랜스듀서 | 전기 | 전기용 트랜스듀서,AC120V,LPF-F2-P1-O3/B4,LPF,±5H | A | OES:HSIANG CHENG ¦ P/N:LPF-F2-P1-O3/B4 ¦ M/N:LPF | FREQUENCY TRANSDUCER,AC120V,±5Hz,-20 ~ 65degC,0.01%,≤400ms FOR STEP CHANGE 0~99%,AC30~600V,4~20mA,전기 데이터:POWER DISSIPATION 3.5VA(MAX) | HSIANG CHENG ELECTRI | HSIANG CHENG ELECTRIC CORP | LPF-F2-P1-O3/B4 |  | 2323-742-E-PA-17J | RELAY AND METERING PANEL
167 | 한빛2발 | 200541519 | 전기용 트랜스듀서 | 전기 | 전기용 트랜스듀서,AC120V,LPW201-V1-A2-F2-P1-O3,L | A | OEM:HSIANG CHENG ¦ P/N:LPW201-V1-A2-F2-P1-O3 ¦ M/N:LPW201<br>OES:유호전기공업(주) ¦ P/N:LPW201-V1-A2-F2-P1-O3 ¦ M/N:LPW201 | WATT VAR TRANSDUCER,AC120V,-20 ~ 65degC,0.07% READING/PF±0.03% RO,≤400ms FOR STEP CHANGE 0~99%,0~150V/0~7.5A/58~62Hz,4~20mA,2 ELEMENT/3 PHASE/3 WIRE,전기 데이터:POWER DISSIPATION:<3.5VA | HSIANG CHENG ELECTRI | HSIANG CHENG ELECTRIC CORP | LPW201-V1-A2-F2-P1-O3 |  | 2135-752-E-PA22 | RELAY & METERING PANEL
168 | 한빛2발 | 200541520 | 전기용 트랜스듀서 | 전기 | 전기용 트랜스듀서,AC120V,LPWK201-V1-A2-F2-P1-O1 | A | OES:HSIANG CHENG ¦ P/N:LPWK201-V1-A2-F2-P1-O1 ¦ M/N:LPWK | WATT VAR TRANSDUCER,AC120V,-20 ~ 65degC,0.07% READING/PF±0.03% RO,≤400ms FOR STEP CHANGE 0~99%,0~150V/0~7.5A/58~62Hz,0~1mA,2 ELEMENT/3 PHASE/3 WIRE,전기 데이터:POWER DISSIPATION:<7VA | HSIANG CHENG ELECTRI | HSIANG CHENG ELECTRIC CORP | LPWK201-V1-A2-F2-P1-O1 |  | 2323-742-E-PA-17J | RELAY AND METERING PANEL
169 | 한빛2발 | 200541523 | 전기용 트랜스듀서 | 전기 | 전기용 트랜스듀서,WATT/WATT HOUR TRANSDUCER,AC12 | A | OES:HSIANG CHENG ¦ P/N:LPWWH201-V1-A2-F2-P1-O1-X3 ¦ M/N:LPWWH201 | WATT HOUR TRANSDUCER,WATT/WATT HOUR TRANSDUCER,AC120V,-20 ~ 65degC,0.07% READING/PF±0.03% RO,≤400ms FOR STEP CHANGE 0~99%,0~150V/0~7.5A/58~62Hz,0~1mA,2 ELEMENT/3 PHASE/3 WIRE,전기 데이터:POWER DISSIPATION:<7VA | HSIANG CHENG ELECTRI | HSIANG CHENG ELECTRIC CORP | LPWWH201-V1-A2-F2-P1-O1-X3 |  | 2323-742-E-PA-17J | RELAY AND METERING PANEL
170 | 고리2발 | 200541605 | 압력전송기 | 계측 | 전송기,FLOW,STAINLESS STEEL,0 ~ 100IN WC,0 | Q | OES:GOULD INC. ¦ M/N:PD3200-100-28-22-36-XX-00<br>OEM:ROCKWELL INTERNATIONAL ¦ M/N:PD3200-100-28-22-36-XX-00<br>OES:AMETEK POWER INSTRUMENTS ¦ M/N:PD3200-100-28-22-36-XX-00 | PRESSURE TRANSMITTER,FLOW,DC12~55V,4~20mA,±0.25%,1/4in,SS316L,SS,2000psi(g),-29 ~ 82degC,0~100inH2O | GOULD INC. | GOULD INC. |  | PD3200-100-28-22-36-XX-00 | 2123-GT-FT-001 | H2 RECOM-CV GAS FT
171 | 한울3발 | 200544428 | 전자접촉기 | 전기 | 접촉기,40AF,83MM,69MM,90MM,460V,40A,18.5KW, | A | OEM:엘에스일렉트릭 주식회사 ¦ 대표자재 ¦ M/N:MC-40A<br>OES:한화엔진 주식회사 ¦ 대표자재 ¦ M/N:MC-40A<br>OES:효성중공업주식회사 ¦ 대표자재 ¦ M/N:MC-40a | MAGNETIC CONTACTOR,460V,AC120V,40A,1A1B,60Hz,18.5kW,3phase,69mm,83mm,90mm,-5 ~ 55degC,접촉기타입:40AF,MC-40A | 에이치에스디엔진(주) | 엘에스일렉트릭 |  | MC-40A | 2435-591-E-SQ01M | HEATER CONTROL PANEL
172 | 한울3발 | 200545111 | 보호계전기 | 전기 | 하이브리드 계전기,DC OVER EXCITATION PROTECTION, | Q | OES:ABB INC.- PROTECTIVE RELAYS & SWITC ¦ M/N:206A1155<br>OES:ABB INC.- PROTECTIVE RELAYS & SWITC ¦ M/N:206A1155 | OVER CURRENT RELAY,.,INPUT:AC120/240V,60Hz,DC,THRESHOLD:55.2MV,DC OVER EXCITATION PROTECTION,터미널(TERMINAL) 데이터:AUX CONTACT(1EA) | 에이치에스디엔진(주) | ABB AUTOMATION INC |  | 206A1155 | 2435-591-E-DP01B | DIV B EMER D/G
173 | 한울3발 | 200545143 | 전기/전자시험장비용 시험세트 | 계측 | (구성품)전기/전자시험장비용 시험세트,CONTROL TEST,NP 104 | A | OEM:(주)포커스테크놀로지 ¦ 대표자재 ¦ M/N:NP 104T-NS3A | TEST SET,CONTROL TEST,350.0x280.0x165.6mm,FWCS,SBCS,RRS&MAINTENANCE,NSSS 공정제어기 | KR002599 | 포커스 테크놀로지(주) |  |  | 2435-752-J-PA-34 | [설비]NSSS CONTROL (RRS, SBCS, FWCS)
174 | 한울3발 | 200546397 | 필터어셈블리/라인필터 | 기계 | 필터 어셈블리,비상호흡계통 필터ASSY,154*154*225(L*W*H) | A | OTH:제작사 미지정 | FILTER ASSEMBLY,SS,SWRF,W154mm,154mm,H225mm,1in,SCH 40,필터 ASSEMBLY+부속필터 추가,비상호흡계통 필터ASSEMBLY,제작전 도면 승인필요,필터용량/효율:0.3U/99% | 산청 |  |  |  | 2435-694-M-FT01 | AIR FILTER
175 | 한울3발 | 200546579 | 레귤레이터 | 계측 | 압력조절 밸브(REGULATOR),유체,AIR FILTER REGULAT | A | OEM:로토크 와이티씨 주식회사 ¦ 대표자재 ¦ M/N:NYTK-220BN2202 | REGULATOR,AIR FILTER REGULATOR,3MICRON,OTHER,BRASS,NPT1/2in,NPT1/2in,NPT1/2in,NPT1/2in,1.7MPa(MAX),0.84MPa(122psi)/1.7MPa(17bar),밸브재질:ALUMINUM DIE CAST,사용온도:-20 ~ 120degC,출구압력(상한):0.84MPa,사용매체:AIR,최소포장단위:MOUNTING BRACKET(INCLUDING),설치방법:SURFACE,조절타입:MANUAL,유량조절장치:FILTERING SIZE:3 MICRON | 영텍(주) | 영텍(주) |  | NYTK-220BN2202 | 2435-541-J-AR-1112X | MFCV 1112 Air Regulator X
176 | 새울1발 | 200547619 | 제어카드 | 계측 | 제어카드,ACTM CARD,OCR 1100,24VDC,OVATION PR | A | OEM:Westinghouse Electric Company ¦ M/N:5X00481G03 | CIRCUIT CARD,ACTM CARD,DC24V,OCR 1100,OVATION PROCESSOR MODULE,CONTROLLER | WESTINGHOUSE ELECTRI | WESTINGHOUSE ELECTRIC COMPANY |  | 5X00481G03 | 2811-746-J-LX01 | LOOP CONTROLLER CABINET (CH. AB)
177 | 한울3발 | 200558328 | 전원공급기 | 계측 | 전원공급기,ISOPATION TRANSFORMER,8in,7in,17in | Q | OES:Westinghouse Electric Company ¦ P/N:91005-31T Y<br>OEM:TOPAZ POWERMARK ¦ P/N:91005-31T Y ¦ M/N:TOPAZ 30 SERIES | POWER SUPPLY,ISOPATION TRANSFORMER,120/240V,120/240V,5kW,17in,8in,7in,115lbF | WESTINGHOUSE ELECTRI | WESTINGHOUSE ELECTRIC COMPANY | P/N 91005-31T | M/N TOPAZ 30 SERIES | 2436-711-J-PM15A-NSP-0001 | CPC A NOISE SUPPRESSOR
178 | 한울3발 | 200558348 | 증폭기 | 계측 | 증폭기 조립체,18.38 * 9.74 * 6.81 INCH,15 VDC, | A | OES:Westinghouse Electric Company ¦ P/N:NY-10678 N ¦ Old P/N:NY-10678 | AMPLIFIER ASSEMBLY,증폭기,18.38in,9.74in,6.81in,전력:DC15V,100 MA | N/A | WESTINGHOUSE ELECTRIC COMPANY | NY-10678 |  | 2435-731-J-NE-0005 | NEUTRON FLUX DETECTOR (START-UP)
179 | 월성3발 | 200560534 | 변류기(CT) | 전기 | 변류기(CT),ROUND,AC480V,50A,5A,15VA,1C,50:5 | Q | OES:이화전기공업 주식회사 ¦ M/N:DR-1-1E<br>OEM:디이시스(주) ¦ M/N:DR-1-1E | CURRENT TRANSFORMER,ROUND,50A,5A,15VA,1C,50:5,AC480V,50/60Hz,40in,1C | 이화전기공업(주) | 이화전기공업(주) |  |  | 2235-441-E-IN01C | 1E CH C SFTY INJECTION INVERTER
180 | 월성3발 | 200560535 | 변성기(PT) | 전기 | 변성기(PT),단상변압기,AC480V,AC120V,50VA,DP-200F | Q | OES:이화전기공업 주식회사 ¦ M/N:DP-200F-1E<br>OEM:디이시스(주) ¦ M/N:DP-200F-1E | POTENTIAL TRANSFORMER,단상변압기,AC480V,AC120V,50VA,1.0C | 디이시스 | 이화전기공업(주) |  |  | 2236-842-E-TR01D | 1E CH D REG TR
181 | 월성3발 | 200560643 | 전원공급기 | 전기 | 전원공급기,150㎜,93㎜,34.5㎜,540G,100W,85-132VAC | Q | OEM:TDK-LAMBDA ¦ P/N:HK100A-24V/A ¦ M/N:HK100A-24V/A | POWER SUPPLY,AC85~132V/DC110~175V,DC24V,4.5A,100W,47~440Hz,108W,34.5mm,150mm,93mm,540g,-10~50degC(100%) | 이화전기 | TDK-LAMBDA | HK100A-24V/A | HK100A-24V/A | 2235-441-E-IN01C | 1E CH C SFTY INJECTION INVERTER
182 | 새울1발 | 200561291 | 모니터 | 계측 | 디스플레이,광전자식,19" FLAT PANEL DISPLAY,LIQUI | Q | OES:Westinghouse Electric Company ¦ P/N:3D91659G06 Y | DISPLAY MONITOR,LCD,1280x1024,19.0in,60Hz,>16MILLION COLOR,19" FLAT PANEL DISPLAY | WESTINGHOUSE ELECTRI | WESTINGHOUSE ELECTRIC COMPANY | 3D91659G06 |  | 2135-711-J-UI-0001 | CEA POSITION DISPLAY CRT ON MCB
183 | 새울1발 | 200561292 | 모니터 | 계측 | 디스플레이,광전자식,FLAT PANEL DISPLAY,6.5in,I/N | Q | OES:Westinghouse Electric Company ¦ P/N:3D91659G01 Y ¦ Old P/N:3D91659G01 | MONITOR,6.5in,FLAT PANEL DISPLAY | WESTINGHOUSE | WESTINGHOUSE ELECTRIC COMPANY | 3D91659G01 Y |  | 2811-751-J-PM05-02 | SAFETY CONSOLE
184 | 새울1발 | 200564006 | 모니터 | 계측 | 디스플레이,광전자식,19" FLAT PANEL DISPLAY,19.0"( | A | OES:Westinghouse Electric Company ¦ M/N:3D91659G06 | DISPLAY MONITOR,FLAT PANEL,1280x1024,19in,DC12V,60Hz,W19.0xD2.30xH16.0in,>16MILLION COLOR,REMOVE EXISTING USB COUPLER | WESTINGHOUSE ELECTRI | WESTINGHOUSE ELECTRIC COMPANY |  | 3D91659G06 | 2812-751-J-UI-0021 | QIAS-N 19" SS FPD2
185 | 새울1발 | 200568038 | 배선용차단기 | 전기 | 차단기(CIRCUIT BREAKER),MCCB,690Vac,225A,22 | Q | OES:엘지전자 주식회사 ¦ M/N:HBL203UQ<br>OEM:에이치디현대일렉트릭 주식회사 ¦ M/N:HBL203UQ | MCCB,AC690V,225A,105mm,165mm,86.5mm,3Pole,225AF | LG전자 | LG전자(주) |  | M/N HBL203UQ 225A | 2811-601-M-HV01A-HC | CTRL RM SUPPLY AHU-EHC CONTROL PNL
186 | 새울1발 | 200571059 | 조속기/가버너/엠프리파이어 | 기계 | 조속기,HYDRAULIC AMPLIFIER,GOVERNOR CONTROL | Q | OES:현대중공업터보기계 주식회사 ¦ M/N:9907-590<br>OEM:WOODWARD INC. ¦ M/N:9907-590 | HYDRAULIC AMPLIFIER,DIGITAL,GOVERNOR CONTROLLER,설치기기 정보:T/D AFWP | 현대중공업 | 현대중공업터보기계주식회사 | - | 9907-590 | 2711-527-M-TA01A | AF PUMP TURBINE A
187 | 고리1발 | 200571384 | 밸브 구동기 | 전기 | 구동기(ACTUATOR),MOTOR OPERATED,460VAC,2.6 | Q | OEM:ROTORK CONTROLS LTD. ¦ M/N:14AF14B4 | ACTUATOR,MOV,GATE VALVE,AC460V,60Hz,2.6A,0.8kW,108N-m,86rpm,3phase,CCSW EMERGENCY GATE VALVE | 인터락코리아 | ROTORK CONTROLS LTD |  | 14AF14B4 | 2111-SW-XSL0002 | CCSW EMER TRASH RAKE
188 | 고리1발 | 200572553 | 전자접촉기 | 전기 | 접촉기,440VAC,85A,45㎾,60㎐,REG TRANSFORMER,M | A | OEM:엘에스일렉트릭 주식회사 ¦ M/N:GMC-85<br>OES:국제전기 주식회사 ¦ M/N:GMC-85 | MAGNETIC CONTACTOR,AC440V,AC120V,85A,60Hz,45kW,REGULATOR TRANSFORMER,MS1-3 | 엘에스일렉트릭 | 엘에스일렉트릭 |  | GMC-85 | 2111-EA-XPN0019 | 118VAC POWER DISTRIBUTION SYSTEM
189 | 한빛1발 | 200574244 | 온도스위치 | 계측 | 온도스위치,CAPILLARY,2649C08G05 N,0~100degC | A | OES:Westinghouse Electric Company ¦ P/N:2649C08G05 N<br>OES:FRAMATOME Inc. ¦ P/N:40PN-EPNIS | TEMPERATURE SWITCH,CAPILLARY,0~100degC | SCHNEIDER ELECTRIC | WESTINGHOUSE ELECTRIC COMPANY | 2649C08G05 N |  | 2311-BH-TIS-934A | BORON INJECTION TK HTR FILLD TIS
190 | 한빛1발 | 200578215 | 유량전송기 | 계측 | 유량전송기,ELECTROMAGNETIC FLOWMETER,HASTELLO | A | OEM:주식회사 하이트롤 ¦ M/N:HMF-1200F(DN150) | FLOW TRANSMITTER,ELECTRO MAGNETIC FLOW METER,분리형,길이 420mm,AC85~253V,4~20mA,±0.5%,6in ANSI CLASS 150 RF,IP65,FLUID:WASTE WATER 사용가능,HASTELLOY-B2/C4,PRESSURE RATING:CLASS 150,-25 ~ 130degC,0~600m3/hr,LIQUID VELOCITY:0-10m/s,MIN.CONDUCTIVITY 5us/cm 이상,OUTPUT FLOATING,라이닝 재질:PTFE | 하이트롤(주) | 하이트롤(주) |  | HMF-1200F(DN150) | 2310-HB-FT-083 | LIQ RADWASTE TO DISCHARGE CONDUIT FT
191 | 한빛3발 | 200581380 | 공정제어기 | 계측 | 공정 제어기,INDICATING CONTROLLER,CONTOLLER,P | A | OEM:슈나이더일렉트릭시스템스코리아 주식회사 ¦ M/N:762CNA-AT-12<br>OES:FRAMATOME Inc. ¦ M/N:762CNA-AT-12 | CONTROL INDICATOR,전자식,4~20mA,AC120V,RTD RESISTANCE INPUT,P+I CONTROL,INDICATING CONTROLLER | SCHNEIDER ELECTRIC I | INVENSYS SYSTEMS, INC |  | 762CNA-AT-12 | 2336-451-J-TS-0710-A | G.S AFTER COOLER DISCH. TEMP. SW HI
192 | 한울3발 | 200582629 | 개인용컴퓨터/PC | 계측 | 컴퓨터,SEISMIC MONITORING COMPUTER,INDUSTRI | A | OES:(주)우리기술 ¦ 대표자재 ¦ M/N:ACP-4000MB-40CE | INDUSTRIAL COMPUTER,INDUSTRIAL PC,3.1GHz,500GB,WINDOWS 7 PRO OR ABOVE,AC220V,CORE 3.1G I7-2400(G) OR ABOVE,4GB,SEISMIC MONITORING COMPUTER,구성품:LAN:10/100 ETHERNET,구성품2:SERIAL PORT:RS-232x2PORT,구성품3:PS/2 PORT:PS/2x2 | 우리기술(주) | 우리기술(주) |  | M/N ACP-4000MB-40CE | 2430-762-J-AC | ANALYSIS COMPUTER
193 | 새울1발 | 200586452 | 신호격리기 | 계측 | 신호격리기,4mA,10041D98G27 Y,I/I ISOLATOR | Q | OES:Westinghouse Electric Company ¦ P/N:10041D98G27 Y | ISOLATOR,4mA,I/I ISOLATOR | WESTING HOUSE ELECTR | WESTINGHOUSE ELECTRIC COMPANY | 10041D98G27 Y |  | 2811-752-J-PA16B | QIAS-P CABINET CH.B
194 | 새울1발 | 200586855 | 신호변환기 | 계측 | 신호변환기,디지털컨버터,W5221,DC0~10V,PT100ohm | Q | OES:Westinghouse Electric Company ¦ P/N:10041D98G16 Y ¦ M/N:W5221<br>OEM:ACROMAG, INCORPORATED ¦ M/N:W5221 | ISOLATED TRANSMITTER,디지털컨버터,DC0~10V,PT100ohm | WESTING HOUSE ELECTR | WESTINGHOUSE ELECTRIC COMPANY | 10041D98G16 Y |  | 2811-752-J-PA18A | APC CABINET CH.A
195 | 새울1발 | 200586856 | 신호변환기 | 계측 | 신호변환기,디지털컨버터,W5222,0~10V,PT100ohm | Q | OES:Westinghouse Electric Company ¦ P/N:10041D98G17 Y ¦ M/N:W5222<br>OEM:ACROMAG, INCORPORATED ¦ M/N:W5222 | ISOLATED TRANSMITTER,디지털컨버터,0~10V,PT100ohm | WESTING HOUSE ELECTR | WESTINGHOUSE ELECTRIC COMPANY | 10041D98G17 Y |  | 2811-431-J-TY-0112C | RCS HOT LEG 1 TEMP SIGNAL CVTR CH C(NR)
196 | 새울1발 | 200586857 | 신호변환기 | 계측 | 신호변환기,디지털컨버터,W5227,0~10V,PT100ohm | Q | OES:Westinghouse Electric Company ¦ P/N:10041D98G22 Y ¦ M/N:W5227 ¦ Old P/N:10041D98G22<br>OEM:ACROMAG, INCORPORATED ¦ M/N:W5227 ¦ Old P/N:10041D98G22 | ISOLATED TRANSMITTER,디지털컨버터,0~10V,PT100ohm | WESTING HOUSE ELECTR | WESTINGHOUSE ELECTRIC COMPANY | 10041D98G22 Y |  | 2812-752-J-PA18D | APC CABINET CH.D
197 | 새울1발 | 200587723 | 모니터 | 계측 | 모니터,12in,3D91659G02 Y,FLAT PANEL DISPLAY | Q | OES:Westinghouse Electric Company ¦ P/N:3D91659G02 Y ¦ Old P/N:3D91659G02 | MONITOR,12in,FLAT PANEL DISPLAY ASSEMBLY | WESTINGHOUSE ELECTRI | WESTINGHOUSE ELECTRIC COMPANY | 3D91659G02 Y |  | 2811-751-J-PM05 | SAFETY CONSOLE (FRAME)
198 | 월성3발 | 200592015 | 타이머 | 전기 | 타이머,AC120V,0.1~9990H,CN1,60Hz,71.9mm,On | Q | OES:이화전기공업 주식회사 ¦ M/N:CN1<br>OEM:POTTER & BRUMFIELD ¦ M/N:CN1 | TIMER,AC120V,0.1~9990H,60Hz,71.9mm,On delay,47.8mm,47.8mm | POTTER & BRUMFIELD | 이화전기공업(주) |  |  | 2235-841-E-BC01C | 1E 125V CH C BAT CHARGER
199 | 새울1발 | 200592646 | 저항 | 전기 | 가변 저항기,WIREWOUND POTENTIOMETER,WIREWOUN | Q | OES:TT ELECTRONICS ¦ P/N:/64475/546 ¦ M/N:CLR 4001/11S 5K0K | VARIABLE RESISTOR,가변저항,±10%,5kohm,3W,WIREWOUND PANEL CONTROL,WIREWOUND POTENTIOMETER | 에이치에스디엔진(주)[구 두산엔진(주 | 에이치에스디엔진(주)[구 두산엔진(주)] | 64475/546 | CLR4001/11S | 2135-591-E-DP01A | EDG DIV. A EXCITATION CUBICLE
200 | 고리2발 | 200594252 | 압력전송기 | 계측 | 전송기,NUCLEAR GAUGE PRESSURE,SUS316,-250 T | Q | OEM:Rosemount Nuclear Insruments, Inc. ¦ 대표자재 ¦ M/N:3153NG2R2F3A5P8 | PRESSURE TRANSMITTER,Gauge PressureNUCLEAR GAUGE PRESSURE,DC18~30V,4~20MA,±0.2%ofFS(%ofSPAN),3/8in TUBE,1/2-14 NPT,PANEL MOUNTING BRACKET,±0.2%,0.2sec,SUS316L,40~200degF,0 ~ 250inH2O,SUS316L | ROSEMOUNT | ROSEMOUNT NUCLEAR INSTRUMENTS, INC. |  | 3153NG2R2F3A5P8 | 2123-GG-PT-223 | F/B NORM EXHAUST PRESS PT
201 | 새울1발 | 200596355 | 신호격리기 | 계측 | 신호격리기,TC TYPE E,0~300degC,10041D98G07 Y | Q | OES:Westinghouse Electric Company ¦ P/N:10041D98G07 Y ¦ M/N:W5212 | ISOLATOR,TC TYPE E,0~300degC | WESTING HOUSE ELECTR | WESTINGHOUSE ELECTRIC COMPANY | 10041D98G07 Y |  | 2811-745-J-LX01A | LOOP CONTROLLER CABINET (CH. AE)
202 | 새울1발 | 200596541 | 신호변환기 | 계측 | 신호변환기,디지털컨버터,TC-CURRENT TRANSDUCER,TC E | Q | OES:Westinghouse Electric Company ¦ P/N:10041D98G02 Y ¦ M/N:W5207 | SIGNAL CONVERTER,디지털컨버터,TC-CURRENT TRANSDUCER,TC E TYPE | WESTING HOUSE ELECTR | WESTINGHOUSE ELECTRIC COMPANY | 10041D98G02 Y |  | 2811-745-J-LX01A | LOOP CONTROLLER CABINET (CH. AE)
203 | 새울1발 | 200599558 | 배선용차단기 | 전기 | 차단기(CIRCUIT BREAKER),MCCB,690Vac,15A,100 | Q | OES:이화전기공업 주식회사 ¦ M/N:HBL103UQ<br>OEM:에이치디현대일렉트릭 주식회사 ¦ M/N:HBL103UQ | MCCB,AC690V,15A,3Pole,100AF,패널 내 볼팅 | LG전자(주) | 이화전기공업(주) |  | M/N HBL103UQ | 2812-447-E-SQ02D | LOCAL STARTER
204 | 새울1발 | 200599569 | 배선용차단기 | 전기 | 차단기(CIRCUIT BREAKER),MCCB,690Vac,30A,100 | Q | OES:엘지전자 주식회사 ¦ M/N:HBL103UQ<br>OEM:에이치디현대일렉트릭 주식회사 ¦ M/N:HBL103UQ | MCCB,AC690V,30A,3Pole,100AF | LG전자(주) | LG전자(주) |  | M/N HBL103UQ | 2811-633-M-CH01B | ESSENTIAL CHILLER CH01B
205 | 새울1발 | 200599570 | 배선용차단기 | 전기 | 차단기(CIRCUIT BREAKER),MCCB,690Vac,200A,22 | Q | OES:엘지전자 주식회사 ¦ M/N:HBL203UQ<br>OEM:에이치디현대일렉트릭 주식회사 ¦ M/N:HBL203UQ ¦ Old M/N:HBL-203UQ<200A> | MCCB,AC690V,200A,3Pole,225AF | LG전자 | LG전자(주) |  | M/N HBL203UQ | 2811-603-E-BS01A | BATTERY ROOM ELECTRIC DUCT HEATER LOCAL
206 | 한울2발 | 200600537 | 계수기 | 계측 | 계수기,PPS COUNTER,디지털,DC5V,33472,4DIGIT | Q | OES:Westinghouse Electric Company ¦ M/N:33472 | DIGITAL COUNTER,PPS COUNTER,디지털,DC5V,4DIGIT | WESTINGHOUSE/E-M INC | WESTINGHOUSE ELECTRIC COMPANY |  |  | 2423-751-J-PM-14-A | PLANT PROTECTION SYSTEM CABINET-PM14-A
207 | 새울1발 | 200600654 | 신호변환기 | 계측 | 신호변환기,디지털컨버터,DC24V,25mA(MAX),10041D98G06 | Q | OES:Westinghouse Electric Company ¦ P/N:10041D98G06 Y ¦ M/N:W5211<br>OEM:ACROMAG, INCORPORATED ¦ P/N:10041D98G06 Y ¦ M/N:W5211 | ISOLATED TRANSMITTER,디지털컨버터,DC24V,25mA(MAX),0~210degC,DC4~20mA,THERMOCOUPLE TYPE E | WESTING HOUSE ELECTR | WESTINGHOUSE ELECTRIC COMPANY | 10041D98G06 Y |  | 2812-763-J-TY-0031A01 | CNMT DOME TEMP SIGNAL CONVERTER
208 | 새울1발 | 200603356 | 반도체 계전기 | 전기 | 반도체 계전기(SSR),INTERFACE MODULE,110Vac/Vdc | Q | OES:한화엔진 주식회사 ¦ P/N:K52004S ¦ M/N:RB 121A 010226.23 ¦ Old P/N:01.3004 ¦ Old M/N:RB 121 A / 010226.23 | SOLID STATE RELAY,4.3mA,AC/DC110V,INTERFACE MODULE | 에이치에스디엔진(주) | 한화엔진(주)[구 두산엔진,에이치에스디엔진] | P/N K52004S | M/N RB 121A 010226.23 | 2811-591-E-DP06B | EDG DIV. B CONNECTION CUBICLE
209 | 한빛1발 | 200611351 | 압력전송기 | 계측 | 전송기,PRESSURE,-0.35~18KG/CM2,4~20mA,24Vdc | Q | OEM:Cameron International Corp. A Schlu ¦ M/N:764<br>OES:Cameron International Corp. A Schlu ¦ M/N:764 | PRESSURE TRANSMITTER,PRESSURE,DC24V,4~20mA,0 ~ 4.5kg/cm2 | ITT BARTON | PRIME MEASUREMENT PRODUCTS LLC |  | 764 | 2311-GT-PT-954 | CTMT PRESS PROTECTION PR' TRANSMITER
210 | 월성3발 | 200620762 | 압력지시계 | 전기 | 압력지시계,PIEZORESISTIVE PRESSURE SENSOR,AKM | A | OEM:ABB INC.- PROTECTIVE RELAYS & SWITC ¦ P/N:AKM 47881-3 | PRESSURE INDICATOR,PIEZORESISTIVE PRESSURE SENSOR,AC115V,60Hz,1%,-100 ~ +400kPa | 에이치디현대일렉트릭 | ABB INC.- PROTECTIVE RELAYS & SWITCHES | AKM 47881-3 |  | 2235-820-E-TR02N | STAND-BY AUX XFMR(02N)
211 | 새울1발 | 200621230 | 저항 | 전기 | 가변 저항기,WIREWOUND POTENTIOMETER,WIREWOUN | A | OES:한화엔진 주식회사 ¦ P/N:64475/546 ¦ M/N:CLR4001/11S | VARIABLE RESISTOR,가변저항,10%,5kohm,3W,500V,WIREWOUND PANEL CONTROL,WIREWOUND POTENTIOMETER | 에이치에스디엔진(주)[구 두산엔진(주 | 에이치에스디엔진(주)[구 두산엔진(주)] | 64475/546 | CLR4001/11S | 2810-593-E-DP01 | EXCITATION CUBICLE
212 | 한울3발 | 200632921 | 전자석 계전기 | 전기 | 전자석 계전기,GROUND VOLTAGE RELAY(59G),125VDC | Q | OES:Arabelle Solutions France ¦ P/N:410E1175 ¦ M/N:ITE-59G ¦ Old M/N:59G<br>OEM:ABB INC.- PROTECTIVE RELAYS & SWITC ¦ P/N:410E1175 ¦ M/N:ITE-59G ¦ Old M/N:59G | PROTECTION RELAY,GROUND VOLTAGE RELAY,DC125V,RELAYING CUBICLE,계전기타입:(59G) | 에이치에스디엔진(주) | ABB AUTOMATION INC | 410E1175 | ITE-59G | 2435-591-E-DP07A | PROTECTION CUBICLE
213 | 한울3발 | 200632932 | 전자석 계전기 | 전기 | 전자석 계전기,PERCENTAGE DIFFERENTIAL RELAY,12 | Q | OES:Arabelle Solutions France ¦ P/N:219M2570 ¦ M/N:ITE-87M ¦ Old M/N:87M<br>OEM:ABB INC.- PROTECTIVE RELAYS & SWITC ¦ P/N:219M2570 ¦ M/N:ITE-87M ¦ Old M/N:87M | PROTECTION RELAY,PERCENTAGE DIFFERENTIAL RELAY,DC125V,3phase,RELAYING CUBICLE | 에이치에스디엔진(주) | ABB AUTOMATION INC | 219M2570 | ITE-87M | 2435-591-E-DP07A | PROTECTION CUBICLE
214 | 한울3발 | 200632933 | 보호계전기 | 전기 | 전자석 계전기,NEGATIVE SEQUENCE TIME OVERCUR,1 | Q | OES:Arabelle Solutions France ¦ P/N:427F1571 ¦ M/N:ITE-46Q ¦ Old M/N:46Q<br>OEM:ABB INC.- PROTECTIVE RELAYS & SWITC ¦ P/N:427F1571 ¦ M/N:ITE-46Q ¦ Old M/N:46Q | NEGATIVE SEQUENCE CURRENT RELAY,NEGATIVE SEQUENCE TIME OVERCUR,DC125V,8A,60Hz,RELAYING CUBICLE | 에이치에스디엔진(주) | ABB AUTOMATION INC | 427F1571 | ITE-46Q | 2435-591-E-DP07A | PROTECTION CUBICLE
215 | 한울3발 | 200632934 | 보호계전기 | 전기 | 전자석 계전기,FREQUENCY PROTECYION RELAY,125VD | Q | OES:Arabelle Solutions France ¦ P/N:422C1276 ¦ M/N:ITE-81/81.A/81.B ¦ Old M/N:81(TWO STEPS)<br>OEM:ABB INC.- PROTECTIVE RELAYS & SWITC ¦ P/N:422C1276 ¦ M/N:ITE-81/81.A/81.B ¦ Old M/N:81(TWO STEPS) | FREQUENCY RELAY,DC125V,RELAYING CUBICLE | 에이치에스디엔진(주) | ABB AUTOMATION INC | 422C1276 | ITE-81/81.A/81.B | 2435-591-E-DP07A | PROTECTION CUBICLE
216 | 한울3발 | 200632936 | 열동형 계전기 | 전기 | 하이브리드 계전기,TIME OVERCURRENT RELAY(51),125 | Q | OES:Arabelle Solutions France ¦ P/N:443T8540 ¦ M/N:ITE-51IM ¦ Old M/N:51IM<br>OEM:ABB INC.- PROTECTIVE RELAYS & SWITC ¦ P/N:443T8540 ¦ M/N:ITE-51IM ¦ Old M/N:51IM | PROTECTION RELAY,TIME OVER CURRENT,60Hz,DC125V,PT RATIO:4200/120,51 | 에이치에스디엔진(주) | ABB AUTOMATION INC | 443T8540 | ITE-51IM | 2435-591-E-DP07A | PROTECTION CUBICLE
217 | 한울3발 | 200632937 | 보호계전기 | 전기 | 하이브리드 계전기,125VDC,INSTANTANEOUS OVERVOL. | Q | OES:Arabelle Solutions France ¦ P/N:411C0175 ¦ M/N:ITE-59H ¦ Old M/N:59H<br>OEM:ABB INC.- PROTECTIVE RELAYS & SWITC ¦ P/N:411C0175 ¦ M/N:ITE-59H ¦ Old M/N:59H | OVER VOLTAGE RELAY,INSTANTANEOUS,OVERVOLTAGE RELAY,DC125V,PT RATIO 4200/120 | 에이치에스디엔진(주) | ABB AUTOMATION INC | 411C0175 | ITE-59H | 2435-591-E-DP07A | PROTECTION CUBICLE
218 | 고리1발 | 200637476 | 배선용차단기 | 전기 | 차단기(CIRCUIT BREAKER),열동전자식,85KA,50A,100 | Q | OEM:에이치디현대일렉트릭 주식회사 ¦ M/N:HIBL 103NT | CIRCUIT BREAKER,열동전자식,50A,85kA,3Pole,100AF | 현대중공업 | 현대일렉트릭앤에너지시스템(주) |  | HIBL 103NT | 2111-ED-XPN0172 | 125VDC DISTRIBUTION PNL(TRAIN 'A')
219 | 고리1발 | 200637477 | 전력용 차단기 | 전기 | 차단기(CIRCUIT BREAKER),74mm,165mm,104mm,4 | Q | OES:엘에스일렉트릭 주식회사 ¦ M/N:ABL52A | CIRCUIT BREAKER,480V,50A,65kA,60Hz,74mm,104mm,165mm,50AF,2Pole | 엘에스일렉트릭 | 엘에스일렉트릭 |  | ABL52A | 2111-EA-XSW0004A | 480V SAFEGUARD SWITCHGEAR A
220 | 고리1발 | 200637478 | 전력용 차단기 | 전기 | 차단기(CIRCUIT BREAKER),74mm,165mm,104mm,4 | Q | OES:엘에스일렉트릭 주식회사 ¦ M/N:ABL102A | CIRCUIT BREAKER,480V,100A,65kA,60Hz,74mm,104mm,165mm,100AF,2Pole | 엘에스일렉트릭 | 엘에스일렉트릭 |  | ABL102A | 2111-EA-XSW0004A | 480V SAFEGUARD SWITCHGEAR A
221 | 고리1발 | 200637479 | 전력용 차단기 | 전기 | 차단기(CIRCUIT BREAKER),105mm,165mm,104mm,4 | Q | OES:엘에스일렉트릭 주식회사 ¦ M/N:ABL103A | CIRCUIT BREAKER,480V,50A,65kA,60Hz,105mm,104mm,165mm,100AF,3Pole | 엘에스일렉트릭 | 엘에스일렉트릭 |  | ABL103A | 2111-EA-XSW0004A | 480V SAFEGUARD SWITCHGEAR A
222 | 고리1발 | 200637480 | 전력용 차단기 | 전기 | 차단기(CIRCUIT BREAKER),105mm,165mm,104mm,4 | Q | OES:엘에스일렉트릭 주식회사 ¦ M/N:ABL103A | CIRCUIT BREAKER,480V,100A,65kA,60Hz,105mm,104mm,165mm,100AF,3Pole | 엘에스일렉트릭 | 엘에스일렉트릭 |  | ABL103A | 2111-EA-XSW0004A | 480V SAFEGUARD SWITCHGEAR A
223 | 고리1발 | 200637481 | 전력용 차단기 | 전기 | 차단기(CIRCUIT BREAKER),130,60,80,480V,50A, | Q | OES:엘에스일렉트릭 주식회사 ¦ M/N:ABS52B | CIRCUIT BREAKER,480V,50A,10kA,60Hz,130,80,60,50AF,2Pole | 엘에스일렉트릭 | 엘에스일렉트릭 |  | ABS52B | 2111-EA-XSW0004A | 480V SAFEGUARD SWITCHGEAR A
224 | 한울3발 | 200637936 | 신호변환기 | 계측 | 신호변환기,시리얼컨버터,RTD RESISTANCE TO VOLTAGE,C | Q | OES:FRAMATOME GmbH ¦ M/N:N-2AI-P2V(ECEP-9808)<br>OEM:FRAMATOME Inc. ¦ M/N:N-2AI-P2V(ECEP-9808) | SERIAL CONVERTER,시리얼컨버터,RTD RESISTANCE TO VOLTAGE,CONVERTER,DC15V,3WIRE PLATINUM RTD,PT 200ohm,DC10V,230~330degC,±0.5% | FRAMATOME GMBH | FRAMATOME GMBH |  |  | 2435-541-J-TY-1101A | S/G 2 INLET FEED TEMP CONVERTER
225 | 한울3발 | 200637937 | 신호변환기 | 계측 | 신호변환기,시리얼컨버터,RTD RESISTANCE TO VOLTAGE,C | Q | OES:FRAMATOME GmbH ¦ M/N:N-2AI-P2V(ECEP-9808)<br>OEM:FRAMATOME Inc. ¦ M/N:N-2AI-P2V(ECEP-9808) | SERIAL CONVERTER,시리얼컨버터,RTD RESISTANCE TO VOLTAGE,CONVERTER,DC15V,3WIRE PLATINUM RTD,PT 200ohm,DC10V,250~350degC,0.50% | FRAMATOME GMBH | FRAMATOME GMBH |  |  | 2435-541-J-TY-1100A | S/G 1 INLET FEED TEMP CONVERTER
226 | 고리1발 | 200638044 | 전자접촉기 | 전기 | 접촉기,44,80,86.8,110Vac,6A,60Hz,110Vac,2A2 | Q | OES:엘에스일렉트릭 주식회사 ¦ M/N:GMR-4D | MAGNETIC CONTACTOR,AC110V,AC110V,6A,2A2B,60Hz,80,44,86.8 | 엘에스일렉트릭 | 엘에스일렉트릭 |  | GMR-4D | 2111-EA-XSW0004A | 480V SAFEGUARD SWITCHGEAR A
227 | 고리1발 | 200638045 | 전자접촉기 | 전기 | 접촉기,44mm,80mm,118.6mm,110Vac,6A,60Hz,8Po | Q | OES:엘에스일렉트릭 주식회사 ¦ M/N:GMR-8D | MAGNETIC CONTACTOR,AC110V,AC110V,6A,6A2B,60Hz,8Pole,80mm,44mm,118.6mm | 엘에스일렉트릭 | 엘에스일렉트릭 |  | GMR-8D | 2111-EA-XSW0004A | 480V SAFEGUARD SWITCHGEAR A
228 | 고리1발 | 200638047 | 배선용차단기 | 전기 | 차단기(CIRCUIT BREAKER),MCCB,105mm,178mm,86 | A | OES:엘에스일렉트릭 주식회사 ¦ M/N:TS250NU | MOLDED CASE CIRCUIT BREAKER,480V,35kA,150A,105mm,86mm,178mm,2Pole,250AF | 엘에스일렉트릭 | 엘에스일렉트릭 |  | TS250NU | 2111-EA-XPN0019 | 118VAC POWER DISTRIBUTION SYSTEM
229 | 고리1발 | 200638048 | 배선용차단기 | 전기 | 차단기(CIRCUIT BREAKER),MCCB,90mm,164mm,86m | A | OES:엘에스일렉트릭 주식회사 ¦ M/N:TD125NU | MOLDED CASE CIRCUIT BREAKER,480V,35kA,15A,90mm,86mm,164mm,2Pole,125AF | 엘에스일렉트릭 | 엘에스일렉트릭 |  | TD125NU | 2111-EA-XPN0019 | 118VAC POWER DISTRIBUTION SYSTEM
230 | 고리1발 | 200638058 | 전자석 계전기 | 전기 | 접촉기,AUX RELAY,80mm,44mm,86.8mm,60Hz,120V | Q | OES:엘에스일렉트릭 주식회사 ¦ 대표자재 ¦ M/N:GMR-4 | AUXILIARY RELAY,AC120V,60Hz,3phase,44mm,80mm,86.8mm,2A2B | 엘에스일렉트릭 | 엘에스일렉트릭 |  | GMR-4 | 2111-EA-XSW0004A | 480V SAFEGUARD SWITCHGEAR A
231 | 신한울1발 | 200643592 | 배선용차단기 | 전기 | 차단기(CIRCUIT BREAKER),MCCB,105mm,86.5mm,1 | Q | OEM:에이치디현대일렉트릭 주식회사 ¦ M/N:HBL103UQ(15A) | MCCB,AC690V,15A,85kA,60Hz,105mm,165mm,86.5mm,M8 BOLT,3Pole,100AF,MCC | 현대일렉트릭㈜ | 현대일렉트릭앤에너지시스템(주) |  | HBL103UQ(15A) | 2712-632-J-LP06 | UU CHLR LOCAL CTRL PNL
232 | 신한울1발 | 200643593 | 배선용차단기 | 전기 | 차단기(CIRCUIT BREAKER),MCCB,105mm,185mm,86 | Q | OEM:에이치디현대일렉트릭 주식회사 ¦ 대표자재 ¦ M/N:HBL103UQ(50A) | MCCB,AC690V,50A,85kA,60Hz,105mm,86.5mm,185mm,M8 BOLT,3Pole,100AF,MCC | 현대일렉트릭㈜ | 현대일렉트릭앤에너지시스템(주) |  | HBL103UQ(50A) | 2711-591-E-DP08A | EDG DIV. A SPEED CUB
233 | 신한울1발 | 200643594 | 배선용차단기 | 전기 | 차단기(CIRCUIT BREAKER),MCCB,105mm,185mm,86 | Q | OEM:에이치디현대일렉트릭 주식회사 ¦ 대표자재 ¦ M/N:HBL103UQ(100A) | MCCB,AC690V,100A,85kA,60Hz,105mm,86.5mm,185mm,3Pole,100AF | 현대일렉트릭㈜ | 현대일렉트릭앤에너지시스템(주) |  | HBL103UQ(100A) | 2711-841-E-IN01C | CLASS 1E MOV INV 60KVA
234 | 신한울1발 | 200643595 | 배선용차단기 | 전기 | 차단기(CIRCUIT BREAKER),MCCB,105mm,185mm,86 | Q | OEM:에이치디현대일렉트릭 주식회사 ¦ 대표자재 ¦ M/N:HBL203UQ(150A) | MCCB,AC690V,150A,85kA,60Hz,105mm,86.5mm,185mm,M8 BOLT,3Pole,225AF | 현대일렉트릭㈜ | 현대일렉트릭앤에너지시스템(주) |  | HBL203UQ(150A) | 2711-842-E-TR01A | C1E REG TR01A
235 | 신한울1발 | 200643596 | 배선용차단기 | 전기 | 차단기(CIRCUIT BREAKER),MCCB,105mm,185mm,86 | Q | OEM:에이치디현대일렉트릭 주식회사 ¦ 대표자재 ¦ M/N:HBL203UQ(225A) | MCCB,AC690V,225A,85kA,60Hz,105mm,86.5mm,185mm,M8 BOLT,3Pole,225AF | 현대일렉트릭㈜ | 현대일렉트릭앤에너지시스템(주) |  | HBL203UQ(225A) | 2711-841-E-BC01C | 1E BATT CHGR BC01C
236 | 신한울1발 | 200643597 | 배선용차단기 | 전기 | 차단기(CIRCUIT BREAKER),MCCB,105mm,185mm,86 | Q | OEM:에이치디현대일렉트릭 주식회사 ¦ 대표자재 ¦ M/N:HBL103UQ(75A) | MCCB,AC690V,75A,85kA,60Hz,105mm,86.5mm,185mm,3Pole,100AF,MCC | 현대일렉트릭㈜ | 현대일렉트릭앤에너지시스템(주) |  | HBL103UQ(75A) | 2712-841-E-IN01B | CLASS 1E MOV INV 30KVA
237 | 신한울1발 | 200643598 | 배선용차단기 | 전기 | 차단기(CIRCUIT BREAKER),MCCB,105mm,165mm,86 | Q | OEM:에이치디현대일렉트릭 주식회사 ¦ 대표자재 ¦ M/N:HBL103UMQ(6.3A) | MCCB,AC690V,6.3A,85kA,60Hz,105mm,86.5mm,165mm,M8 BOLT,3Pole,100AF,MCC | 현대일렉트릭㈜ | 현대일렉트릭앤에너지시스템(주) |  | HBL103UMQ(6.3A) | 2712-841-E-BC01D | 1E BATT CHGR BC01D
238 | 신한울1발 | 200643675 | 배선용차단기 | 전기 | 차단기(CIRCUIT BREAKER),MCCB,105mm,185mm,86 | Q | OES:하이에어코리아 주식회사 ¦ M/N:HBL203UQ(125A)<br>OEM:에이치디현대일렉트릭 주식회사 ¦ M/N:HBL203UQ(125A) | MCCB,AC690V,125A,85kA,60Hz,105mm,86.5mm,185mm,3Pole,225AF | 현대일렉트릭㈜ | 하이에어코리아㈜ |  | HBL203UQ(125A) | 2711-603-M-HC01A | CLASS 1E BATT RM ELECT. DCT HTER
239 | 신한울1발 | 200644252 | 배선용차단기 | 전기 | 차단기(CIRCUIT BREAKER),MCCB,105mm,185mm,86 | Q | OEM:에이치디현대일렉트릭 주식회사 ¦ M/N:HBL103UQ(30A) | MCCB,AC690V,30A,85kA,60Hz,105mm,86.5mm,185mm,M8 BOLT,3Pole,100AF,MCC | 현대일렉트릭㈜ | 현대일렉트릭앤에너지시스템(주) |  | HBL103UQ(30A) | 2711-603-M-HC03B | RSP RM ELECT. DCT HTER
240 | 신한울1발 | 200644271 | 배선용차단기 | 전기 | 차단기(CIRCUIT BREAKER),MCCB,105mm,86.5mm,1 | Q | OEM:에이치디현대일렉트릭 주식회사 ¦ M/N:HBL103UQ(60A) | MCCB,AC690V,60A,85kA,60Hz,105mm,165mm,86.5mm,3Pole,100AF | 현대일렉트릭㈜ | 현대일렉트릭앤에너지시스템(주) |  | HBL103UQ(60A) | 2711-603-M-HC01A | CLASS 1E BATT RM ELECT. DCT HTER
241 | 신한울1발 | 200644272 | 배선용차단기 | 전기 | 차단기(CIRCUIT BREAKER),MCCB,105mm,86.5mm,1 | Q | OEM:에이치디현대일렉트릭 주식회사 ¦ 대표자재 ¦ M/N:HBL103UQ(40A) | MCCB,AC690V,40A,40AT,60Hz,105mm,165mm,86.5mm,3Pole,100AF | 현대일렉트릭㈜ | 현대일렉트릭앤에너지시스템(주) |  | HBL103UQ(40A) | 2712-602-E-BS06B | EDH CTRL BOX
242 | 신한울1발 | 200644275 | 배선용차단기 | 전기 | 차단기(CIRCUIT BREAKER),MCCB,105mm,165mm,86 | Q | OEM:에이치디현대일렉트릭 주식회사 ¦ M/N:HBL203UMQ(200A) | MCCB,AC690V,200A,85kA,60Hz,105mm,86.5mm,165mm,3Pole,225AF | 현대일렉트릭㈜ | 현대일렉트릭앤에너지시스템(주) |  | HBL203UMQ(200A) | 2711-601-M-HV01A | CONTROL ROOM SUPPLY AHU
243 | 신한울1발 | 200644366 | 배선용차단기 | 전기 | 차단기(CIRCUIT BREAKER),MCCB,500Vdc,50A,100 | A | OES:한화엔진 주식회사 ¦ 대표자재 ¦ M/N:HBL103U(50A)<br>OEM:에이치디현대일렉트릭 주식회사 ¦ 대표자재 ¦ M/N:HBL103U(50A) | MCCB,DC500V,50A,100kA,50AT,3Pole,100AF,AUX-"A",사용전압:DC125V | 현대일렉트릭㈜ | 에이치에스디엔진(주)[구 두산엔진(주)] |  | HBL103U(50A) | 2711-591-E-DP08A | EDG DIV. A SPEED CUB
244 | 고리1발 | 200644436 | 열동형 계전기 | 전기 | 열동계전기,92MM,55MM,40.8MM,120V,22A,4.4A,60H | Q | OES:현대중공업(주)엔진 ¦ M/N:HIMP-22K(4.4~22A)<br>OES:에이치디현대일렉트릭 주식회사 ¦ M/N:HIMP-22K | THERMAL RELAY,120V(MAX),4.4~22A,60Hz,55mm,92mm,40.8mm,M4 BOLT,SCREW TERMINAL | 현대중공업 | 현대중공업(주)엔진 |  | HIMP-22K | #N/A | #N/A
245 | 고리1발 | 200644437 | 열동형 계전기 | 전기 | 열동계전기,92MM,55MM,72.4MM,120V,40A,8A,60HZ, | Q | OES:현대중공업(주)엔진 ¦ M/N:HIMP-40K<br>OEM:에이치디현대일렉트릭 주식회사 ¦ M/N:HIMP-40K | THERMAL RELAY,120V(MAX),8~40A,60Hz,55mm,92mm,72.4mm | 현대중공업 | 현대중공업(주)엔진 |  | HIMP-40K | 2111-DG-XMC1011 | 480V MOTOR CONTROL CENTER
246 | 고리1발 | 200644438 | 전자접촉기 | 전기 | 접촉기,690VAC,85A,45KW,60HZ,2A2B,120VAC,M/N | A | OES:현대중공업(주)엔진 ¦ M/N:UMC85 22NR A120<br>OES:에이치디현대일렉트릭 주식회사 ¦ M/N:UMC85 22NR A120 | MAGNETIC CONTACTOR,AC690V,AC120V,85A,2A2B,60Hz,45kW | 현대중공업 | 현대중공업(주)엔진 |  | UMC85 22NR A120 | #N/A | #N/A
247 | 신한울1발 | 200644514 | 배선용차단기 | 전기 | 차단기(CIRCUIT BREAKER),MCCB,105mm,165mm,86 | Q | OES:한화엔진 주식회사 ¦ 대표자재 ¦ M/N:HBL103UQ(20A) ¦ 구성품1 ¦ M/N:HBL103UQ(20A)<br>OEM:에이치디현대일렉트릭 주식회사 ¦ 대표자재 ¦ M/N:HBL103UQ(20A) | MCCB,DC500V,20A,100kA,20AT,105mm,86.5mm,165mm,3Pole,100AF,AUX-"A",사용전압:DC125V | 현대일렉트릭㈜ | 에이치에스디엔진(주)[구 두산엔진(주)] |  | HBL103UQ(20A) | 2711-591-E-DP08A | EDG DIV. A SPEED CUB
248 | 고리1발 | 200644543 | 전자접촉기 | 전기 | 접촉기,111MM,106MM,55MM,690V,70A,60HZ,120V, | Q | OES:현대중공업(주)엔진 ¦ M/N:UMC50Q 22NR A120<br>OES:에이치디현대일렉트릭 주식회사 ¦ M/N:UMC50Q 22NR A120 | MAGNETIC CONTACTOR,690V,120V,70A,60Hz,106mm,111mm,55mm,나사&레일 설치 겸용 | 현대중공업 | 현대중공업(주)엔진 |  | UMC50Q 22NR A120 | #N/A | #N/A
249 | 고리1발 | 200644544 | 열동형 계전기 | 전기 | 열동계전기,EOCR,120V,1A,5A,60HZ,ORIGINAL EQUI | A | OES:현대중공업(주)엔진 ¦ M/N:HIMP22K<br>OES:에이치디현대일렉트릭 주식회사 ¦ M/N:HIMP22K 10005SR Y220N | THERMAL RELAY,EOCR,120V(MAX),5~1A,60Hz | 현대중공업 | 현대중공업(주)엔진 |  | HIMP22K 10005SR Y220N | #N/A | #N/A
250 | 고리1발 | 200644551 | 배선용차단기 | 전기 | 차단기(CIRCUIT BREAKER),MCCB,105MM,86.5MM,1 | Q | OES:현대중공업(주)엔진 ¦ 대표자재 ¦ M/N:HBL-103UQ<br>OEM:에이치디현대일렉트릭 주식회사 ¦ 대표자재 ¦ M/N:HBL-103UQ | MCCB,AC690V,15A,85kA,60Hz,105mm,165mm,86.5mm,M8 BOLT,3Pole,100AF,MCC | 현대중공업 | 현대중공업(주)엔진 |  | HBL-103UQ | 2111-DG-XPN1013 | EDG LOCAL CONTROL PANEL
251 | 고리1발 | 200644555 | 배선용차단기 | 전기 | 차단기(CIRCUIT BREAKER),105MM,165MM,86.5MM, | A | OES:현대중공업(주)엔진 ¦ 대표자재 ¦ M/N:HBL-103U<br>OEM:에이치디현대일렉트릭 주식회사 ¦ 대표자재 ¦ M/N:HBL-103U | CIRCUIT BREAKER,열동고정형,AC690V,15A,85kA,60Hz,105mm,86.5mm,165mm,M8 BOLT,3Pole,100AF,MCC | 현대중공업 | 현대중공업(주)엔진 |  | HBL-103U | 2111-DG-XPN1013 | EDG LOCAL CONTROL PANEL
252 | 고리1발 | 200644556 | 열동형 계전기 | 전기 | 열동계전기,92MM,55MM,40.8MM,120V,5A,1A,60HZ,M | Q | OES:현대중공업(주)엔진 ¦ M/N:HIMP-22K<br>OES:에이치디현대일렉트릭 주식회사 ¦ M/N:HIMP-22K | THERMAL RELAY,120V(MAX),1~5A,60Hz,55mm,92mm,40.8mm,M4 BOLT,SCREW TERMINAL | 현대중공업 | 현대중공업(주)엔진 |  | HIMP-22K | #N/A | #N/A
253 | 고리1발 | 200644679 | 전자접촉기 | 전기 | 접촉기,CONTACTOR,MAGNETIC,1000V,150A,75KW,6 | A | OES:현대중공업(주)엔진 ¦ M/N:UMC150 22NR F120<br>OEM:에이치디현대일렉트릭 주식회사 ¦ M/N:UMC150 22NR F120 | MAGNETIC CONTACTOR,1000V,120V,150A,2NO+2NC,60Hz,75kW,3Pole,UMC150 | 현대중공업 | 현대중공업(주)엔진 |  | UMC150 22NR F120 | 2111-DG-XMC1011 | 480V MOTOR CONTROL CENTER
254 | 한빛1발 | 200644986 | 기타 전송기 | 계측 | 습도소자,저항식,HUMIDITY XMTR WITH SENSOR ASSY, | Q | OEM:HY-CAL ENGINEERING ¦ 대표자재 ¦ P/N:CT-822-H-H ¦ 구성품1 ¦ P/N:HS-3552-B-20FT-H5 | HUMIDITY TRANSMITTER,AC120V,HUMIDITY XMTR WITH SENSOR ASSY,범위(RANGE):0~100% | HY-CAL ENGINEERING | HY-CAL ENGINEERING | (SENSOR) HS-3552-B-20FT-H |  | 2311-GG-MT-057 | FB EMERG EXH AHU A-F088 MOISTURE XMTR
255 | 한빛1발 | 200644987 | 관성스위치 | 계측 | 관성 스위치,VIBRATION SWITCH,0 TO 10G'S,SP N | A | OEM:METRIX INSTRUMENT COMPANY LLP ¦ M/N:5175-002 | INERTIAL SWITCH,VIBRATION SWITCH,SP NC/NO,0~10G'S | METRIX INSTRUMENT | METRIX INSTRUMENT COMPANY |  | 5175-002 | 2311-GN-YS-900 | CV FAN COOLER A-F007 VIBRATION SW
256 | 고리1발 | 200645785 | 전자석 계전기 | 전기 | 전자석 계전기,RELAY,660Vac,10A,7.5VA,60Hz,120V | A | OES:현대중공업(주)엔진 ¦ M/N:HMX-22BR-A120<br>OEM:에이치디현대일렉트릭 주식회사 ¦ M/N:HMX-22BR-A120 | ELECTROMAGNETIC RELAY,RELAY,AC660,120V,2NO+2NC,10A,60Hz,7.5VA,M3.5 BOLT,MCC | 현대중공업 | 현대중공업(주)엔진 |  | HMX-22BR-A120 | 2111-DG-XMC1011 | 480V MOTOR CONTROL CENTER
257 | 월성2발 | 200650556 | 펌프 | 기계 | 펌프,GEAR PUMP,20㎥/h,68m,3in,3in,720rpm,LU | A | OEM:MAN Energy Solutions France SAS ¦ P/N:033PO<br>OES:Ensival Moret Fapmo ¦ P/N:033PO<br>OES:한화엔진 주식회사 ¦ P/N:033PO | GEAR PUMP,3in,20m3/hr,68m,720rpm,LUBRICATING PUMP ASSEMBLY | 스마트엔진 | MAN ENERGY SOLUTIONS SAS(MAN DIESEL:OLD) | 033PO | SRT80 00GN | 2223-52820-P03 | SDG#1 PRELUBRICATING OIL ELCETRO PUMP
258 | 한울1발 | 200653794 | 펌프 | 전기 | (구성품)펌프,CIRCULATION,LHP/Q 201/701PO,CS4- | Q | OEM:WARTSILA FRANCE S.A.S ¦ 대표자재 ¦ P/N:LHP/Q 201/701PO ¦ M/N:CS4-100/80-2T | PUMP,CIRCULATION,100,80mm,0.74kW,AC460V,3phase,IP44 | WARTSILA | WARTSILA SACM DIESEL MARINE | LHP/Q 201/701PO |  | 2411-LHP-201PO | COOLING WATER CIRCULATING PUMP
259 | 고리1발 | 200654778 | 엔진 | 계측 | 엔진,CYLINDER,622*486*716(H*W*L)mm,2.4 LIT | A | OES:Westinghouse Electric Company ¦ M/N:DJA-MS/1T | ENGINE,CYLINDER,1EA,5.4kW,486mm,716mm,622mm,용량:2.4L | WESTINGHOUSE | WESTINGHOUSE ELECTRIC COMPANY |  | DJA-MS/1T | 2112-DG-905CPR002 | EMER DG1 STARTING COMP(ENGINE DRIVEN)
260 | 신한울1발 | 200655887 | 배선용차단기 | 전기 | 차단기(CIRCUIT BREAKER),MCCB,105mm,165mm,86 | A | OEM:에이치디현대중공업 주식회사 ¦ M/N:HBL203U | MCCB,AC480V,225A,85kA,105mm,86.5mm,165mm,OVER CURRENT,3Pole,225AF | 현대일렉트릭㈜ | 현대중공업 |  | HBL203U | #N/A | #N/A
261 | 신한울1발 | 200655888 | 배선용차단기 | 전기 | 차단기(CIRCUIT BREAKER),MCCB,105mm,165mm,86 | A | OEM:에이치디현대중공업 주식회사 ¦ M/N:HBL203U | MCCB,AC480V,150A,85kA,105mm,86.5mm,165mm,OVER CURRENT,3Pole,225AF | 현대일렉트릭㈜ | 현대중공업 |  | HBL203U | #N/A | #N/A
262 | 신한울1발 | 200656652 | 배선용차단기 | 전기 | 차단기(CIRCUIT BREAKER),MCCB,105mm,165mm,86 | A | OEM:에이치디현대일렉트릭 주식회사 ¦ M/N:HBL103U 3PT4S0000C 00020 | MCCB,690 AC/DC500V,DC125V,20A,100kA,60Hz,105mm,86.5mm,165mm,3Pole,100AF | 현대일렉트릭㈜ | 현대일렉트릭앤에너지시스템(주) |  | HBL103U 3PT4S0000C 00020 | 2712-824-E-LC01M-A1 | VOLTMETER(2-824-E-LC01M-A1)
263 | 새울1발 | 200659207 | 조명용 전구 | 계측 | 램프,HALOGEN LAMP,WETTED MATERIAL : 316L S | A | OEM:CANTY ¦ P/N:H89S4100<br>OES:EnergySolutions ¦ P/N:H89S4100 | HALOGEN LAMP,80W,WETTED MATERIAL:SS316L,MOUNTING CONN:NPT1in,WEATHER PROOF RATED LIGHT,조명연출타입:NORMAL BEAM HIGH TEMP. 30degC CONE | ENERGYSOLUTIONS | CANTY |  | H89S4100 | 2810-473-M-EV71 | CTS DRYER SKID
264 | 고리2발 | 200659854 | 방사능측정기 | 계측 | 방사능측정기,BETA SCINTILLATOR,64mm,229mm,SUS3 | Q | OES:Fluke Corporation ¦ M/N:943-25TB<br>OES:Fluke Corporation ¦ M/N:943-25TB | SCINTILLATION DETECTOR,BETA SCINTILLATOR,0∼1.0E+07cop/min,WALL MOUNTING,64,229mm,0∼50degC,SUS316 HOUSING,TITANIUM END WINDOW,BETA SCINTILLATOR DETECTOR,출력데이터타입:CURRENT,방사능측정기지시타입:RESPONSE RATIO=100:1 | FLUKE | FLUKE BIOMEDICAL.INC |  | 943-25TB | 2123-GT-RE-211 | DRMS-C/V ATMOSPHERE(DRMS)
265 | 신한울1발 | 200664384 | 배선용차단기 | 전기 | 차단기(CIRCUIT BREAKER),MCCB,105,185,86.5,6 | A | OES:한화엔진 주식회사 ¦ 대표자재 ¦ M/N:HBL103U(15AT)<br>OEM:에이치디현대중공업 주식회사 ¦ 대표자재 ¦ M/N:HBL103U(15AT) | MCCB,AC690V,15A,85kA,60Hz,105,86.5,185,M8 BOLT,3Pole,100AF,MCC | 현대일렉트릭㈜ | 에이치에스디엔진(주)[구 두산엔진(주)] |  | HBL103U(15AT) | 2710-593-E-DP08 | AAC DG SPEED CUBICLE
266 | 신한울1발 | 200664444 | 배선용차단기 | 전기 | 차단기(CIRCUIT BREAKER),MCCB,105mm,165mm,86 | A | OEM:에이치디현대중공업 주식회사 ¦ 대표자재 ¦ M/N:HBL103U(60AT) | MCCB,AC690V,60A,85kA,60Hz,105mm,86.5mm,165mm,M8 BOLT,3Pole,100AF,MCC | 현대일렉트릭㈜ | 현대중공업 |  | HBL103U(60AT) | 2711-821-E-SW01M | NON-1E AB 13.8KV SWGR 01M
267 | 새울1발 | 200666383 | 배선용차단기 | 전기 | 차단기(CIRCUIT BREAKER),MCCB,105mm,86.5mm,1 | Q | OEM:에이치디현대일렉트릭 주식회사 ¦ 대표자재 ¦ M/N:HBL103UMQ<br>OES:주식회사 광명전기 ¦ 대표자재 ¦ M/N:HBL103UMQ | MCCB,AC480V,32A,85kA,60Hz,105mm,165mm,86.5mm,M8 BOLT,3Pole,100AF,MCC | 광명전기 | 광명전기(주) |  | HBL103UMQ | 2811-827-E-MC04A | CLASS 1E 480V MOTOR CONTROL CENTER 04A
268 | 한빛1발 | 200669055 | 제어카드 | 계측 | 제어카드,PRINTED,PCB,AUTO SIG SELECTOR,SELEC | A | OEM:MITSUBISHI HEAVY INDUSTRIES LTD. ¦ P/N:ESAJ-01 | CIRCUIT CARD,PCB,SIGNAL SELECTION CARD,0~10V,0∼10V,SLOT,4210650,AUTO SIG SELECTOR,SELECT 2ND HIGH INPUT SIGNAL,정확도:±0.1% OF OUTPUT SPAN,해상도:10BIT@GAIN | WESTINGHOUSE ELECTRI | MITSUBISHI HEAVY INDUSTRIES LTD. | ESAJ-01 |  | 2311-BB-TY-408-A | RCS TAVG MID SELECTOR
269 | 한빛2발 | 200672476 | 압력지시계 | 계측 | (구성품)압력지시계,AC115V,60Hz,1%,-100 ~ 400kPa | A | OES:효성중공업주식회사 ¦ 대표자재 ¦ P/N:AKM 47880-6 / AKM 47881-1 ¦ M/N:LF 410 024-L<br>OES:ABB Inc. ¦ 대표자재 ¦ P/N:AKM 47880-6 / AKM 47881-1 ¦ M/N:LF 410 024-L<br>OEM:Qualitrol Company LLC ¦ 대표자재 ¦ P/N:AKM 47880-6 / AKM 47881-1 ¦ M/N:LF 410 024-L | PRESSURE GAUGE,AC115V,60Hz,1%,-100 ~ 400kPa,ALARM SET:-15,150,250kPa,MTR HV BUSHING PRESS MONITOR,LF 410 024-L(AKM 47880-6) | QUALITROL COMPANY | 효성중공업(주) | AKM 47880-6 / AKM 47881-1 |  | 2324-811-E-MP-01XN | MAIN TRANSFORMER
270 | 한빛1발 | 200675650 | 압력전송기 | 계측 | 전송기,PRESSURE TRANSMITTER,SUS316,914 PSIG | Q | OEM:FRAMATOME Inc. ¦ M/N:823DP-I3S1SL2-G | PRESSURE TRANSMITTER,1/2in,SUS316,914~1185psi(g),출력전류:4~20mA,프로세스연결타입:NPT | FOXBORO | FOXBORO COMPANY |  | 823DP-I3S1SL2-G | 2311-FE-LT-114 | CONDS FROM STM AUX FEED PP LVL XMTR
271 | 한빛2발 | 200680594 | 과급기/터보차져 | 기계 | 과급기/터보차져,PNUC-S613688,UD 45 V20 S5D,AAC | Q | OEM:WARTSILA FRANCE S.A.S ¦ P/N:PNUC-S613688 ¦ M/N:UD 45 V20 S5D | TURBO CHARGER,AAC DG(593) | WARTSILA FRANCE S.A. | WARTSILA FRANCE S.A.S | PNUC-S613688 |  | 2320-593-M-DA-01KE | AAC D/G SET
272 | 한빛2발 | 200680595 | 과급기/터보차져 | 기계 | 과급기/터보차져,PAAG455576,UD 45 V20 S5D,TURBO | Q | OEM:WARTSILA FRANCE S.A.S ¦ P/N:PAAG455776 ¦ M/N:UD 45 V20 S5D | TURBO CHARGER,TURBO CHARGER MINOR KIT,(GASKET,ETC.) | WARTSILA FRANCE S.A. | WARTSILA FRANCE S.A.S | PAAG455576 |  | 2320-593-M-DA-01KE | AAC D/G SET
273 | 한빛2발 | 200680597 | 과급기/터보차져 | 기계 | 과급기/터보차져,PAAG455776,UD 45 V20 S5D,GAS IN | Q | OEM:WARTSILA FRANCE S.A.S ¦ P/N:PAAG455766 ¦ M/N:UD 45 V20 S5D | TURBO CHARGER,GAS INLET CASING,TURBO CHARGER CASE | WARTSILA FRANCE S.A. | WARTSILA FRANCE S.A.S | PAAG455776 |  | 2320-593-M-DA-01KE | AAC D/G SET
274 | 한빛2발 | 200702435 | 0 | 기계 | 기타 부품키트,PAAG455771 | Q | OEM:WARTSILA FRANCE S.A.S ¦ P/N:PAAG455771 | major kit | WARTSILA FRANCE S.A. | WARTSILA SACM DIESEL MARINE | PAAG455771 |  | 2320-593-M-DA-01KE | AAC D/G SET
275 | 한울1발 | 200707588 | 0 | 기계 | 글로브밸브,FLG(FLANGE),DN50mm,MANUAL HANDLE,D | Q | OES:WARTSILA FRANCE S.A.S ¦ P/N:DLT609653 | GLOBE VALVE,FLG(FLANGE),DN50mm,MANUAL HANDLE,+0.1bar,DLT609653,OM6550 65PAGE | WARTSILA FRANCE S.A. | WARTSILA FRANCE S.A.S | DLT609653 |  | 2411-LHP-019VF | 002BA FAST OPEN DRAIN CONTROL V/V
276 | 한울3발 | 300005162 | 제어카드 | 계측 | 변환기,디지털/아날로그,4 CH O/P,APPLY AT | Q | OEM:RTP CORP ¦ P/N:NEQ021-0161-000 Y<br>OES:Westinghouse Electric Company ¦ P/N:NEQ021-0161-000 Y | CIRCUIT CARD,ANALOG OUTPUT CARD,4CH | RTP CORP. | RTP CORP. |  | NEQ021-0161-000 | 2435-711-J-PA15A-IOC2-08 | ANALOG OUTPUT CARD
277 | 한빛2발 | 400006067 | 진동측정기 | 계측 | 진동측정기,3300 DUAL VELOCITY MONITOR,RACK MO | A | OES:Bently Nevada LLC ¦ P/N:3300/55-03-01-05-05-00-00-01-0 | VIBRATION METER,3300 DUAL VELOCITY MONITOR,RACK MOUNT,SPEED TYPE | BENTLY NEVADA CORPOR | BENTLY NEVADA CORPORATION | 3300/55-03-01-05-05-00-00-01-0 |  | 2323-742-J-PA-0037-J1 | VIBRATION MONITOR PANEL
278 | 한울1발 | 400008357 | 전자모듈 | 계측 | 전자 모듈,표준화형,CURRENT TO PULSE CONV | A | OEM:Mirion Technologies (MGPI) SAS ¦ P/N:129446 ¦ M/N:LPDU CB2X-4X | ELECTRONIC MODULE,CURRENT TO PULSE CONVETER,AC220V,50/60Hz,PULSE,WALL MOUNTED WITH 4 M6 PINS,320mm,660mm,250mm,MEASURING BOX&LOCAL INDICATOR,SEISMIC CAT 1,WATER TIGHT&DECONTAMINABLE BOX,입력전압:CURRENT,최소포장단위:18kg APPROX. | MGPI | MGP INSTRUMENTS | 129446 | LPDU CB2X-4X | #N/A | #N/A
279 | 한울1발 | 400008359 | 전자모듈 | 계측 | 전자 모듈,표준화형,260*185*92㎜,PULSE,50 | A | OEM:Mirion Technologies ( Canberra ), I ¦ M/N:CM/PM 10 | ELECTRONIC MODULE,220V,50Hz,260mm,185mm,92mm,MEASURING BOX | MGPI | MGP INSTRUMENTS |  | CM/PM 10 | 2410-KRT-911CR | GAMMA ACTIVITY OF TER LIQUID WASTES
280 | 한울1발 | 400008388 | 전자모듈 | 계측 | 전자 모듈,표준화형,CONVR,90 DIA*213㎜ H, | A | OES:Mirion Technologies (MGPI) SAS ¦ M/N:CM/PM 30 | ELECTRONIC MODULE,CONVERT,DC48V,PULSE,ATTACHED MEASURING VESSEL,90mm,213mm,MEASURING BOX,입력전압:CHARGE IMPULSE,최소포장단위:2kg | MGPI | MGP INSTRUMENTS |  | CM/PM 30 | 2411-KRT-007MA | BETA ACTIVITY OF NON CONDENSABLE EXTRACT
281 | 고리2발 | 400010028 | 압력전송기 | 계측 | 유량전송기,D/P,0~100 TO 0~1000 INH2O,3626 PSI | Q | OES:Rosemount Nuclear Insruments, Inc. ¦ M/N:3153ND3R2F3A3P8 ¦ Old M/N:1153DB5PAN0132 | PRESSURE TRANSMITTER,SILICONE OIL,Differential Pressure,DC48V,4~20mA,WELDED 3/8in SWAGELOK,0.25sec OR LESS,STS316L,3626psi(g)(MAX),0~100 TO 0~1000inH2O,시험성적서류:RESPONSE TIME DATA SHEET | ROSEMOUNT | ROSEMOUNT NUCLEAR INSTRUMENTS, INC. |  | 1153DB5PAN0132 (OLD) | 2123-EG-FT-529 | CCW RCP C MTR BRG CLR FLOW Tx
282 | 고리2발 | 400010031 | 압력전송기 | 계측 | 유량전송기,LVL,SUS316,0~150IN WC,0.25% OF FUL | Q | OES:Rosemount Nuclear Insruments, Inc. ¦ M/N:1154DH4RAN0132 | PRESSURE TRANSMITTER,SILICONE OIL,DIFFERENTIAL PRESSURE,LVL,DC12~40V,4~20mA,0.25%ofFS(%ofSPAN),3/8in UNION,CF-3M,3/8in UNION,PANEL MOUNTING,±0.2% OF URL FOR 30MONTH,0.5sec OR LESS,SUS316,2000psi(g)(MAX),40~240degF,0~150inH2O,SUS316,IEEE 344-1975,적용품질기준:IEEE 323-1974,몸체재질:SUS316,센서타입:CAPACITANCE,시험성적서류:CALIBRATION&RESPONSE TIME DATA SHT,교정(CALIBRATION):3423~1070mmH2O | ROSEMOUNT | ROSEMOUNT NUCLEAR INSTRUMENTS, INC. |  | 1154DH4RAN0132 | 2123-AE-LT-486 | SG2 NARROW RANGE LEVEL LT
283 | 고리2발 | 400010032 | 수위전송기 | 계측 | 유량전송기,LEVEL,SUS316,0~750IN WC, ±0.25% O | Q | OES:Rosemount Nuclear Insruments, Inc. ¦ 대표자재 ¦ M/N:1154HH5RAN0151 | LEVEL TRANSMITTER,DIFFERENTIAL,DC13.55~45V,4~20mA,±0.25% OF CALIBRATION SPAN,SURFACE,DAMPING TIME:0.2~0.8sec,0.2sec OR LESS,SUS316,SS316L,374~170inH2O,3000psi(g)(MAX),40~200degF,0~750inH2O,SILICONE OIL,3/8in TUBE,CF-3M,STS316L,IEEE323-1974,IEEE344-1975,TRANSMITTER FLOW,교정(CALIBRATION):374~170inH2O,품질보증서류:RESPONSE TIME SHEET | ROSEMOUNT | ROSEMOUNT NUCLEAR INSTRUMENTS, INC. |  | 1154HH5RAN0151 | 2123-BB-LT-460 | PZR LEVEL PROTECTION LT
284 | 한빛2발 | 400011490 | 유량지시계 | 계측 | 유량계,직동형,SITRANS FUS 1010 STANDARD CL,0~1 | A | OEM:SIEMENS ENERGY & AUTOMATION INC ¦ P/N:7ME3530-1AA00-0AA1<br>OES:SIEMENS Industry Inc.(Hauppauge) ¦ P/N:994N3DS-ICI-1833 ¦ M/N:994N(CV) | FLOW METER,직동형,SITRANS FUS 1010 STANDARD CL,0∼10V,RS-232,4∼20mA,측정범위:SINGLE CHANNEL | CONTROLOTRON | SIEMENS ENERGY & AUTOMATI | 994N3DS-ICI-1833 | 994N (CV) | 2323-451-J-CV-FT-0210-Y | BORIC ACID MAKEUP PP DISCH. FLOW TX
285 | 한빛3발 | 400011567 | 수위전송기 | 계측 | 사이트 인디케이터,RCP OIL LEVEL TR.,20FEET,316 S | Q | OES:FRAMATOME Inc. ¦ P/N:741A-A-009-N5 | LEVEL TRANSMITTER,NPT3/4in,OIL,RCP OIL LEVEL TRANSMITTER,치수:20ft,재질:SUS316 | SCHNEIDER ELECTRIC I | INVENSYS SYSTEMS, INC | 741A-A-009-N5 |  | 2323-431-J-RC-LE-0108 | RCP 1A LOWER OIL RESERVOIR LVL SE
286 | 한빛2발 | 400011589 | 유량지시계 | 계측 | 계기,유량지시형,직동형,SITRANS FUS 1010 | Q | OEM:SIEMENS ENERGY & AUTOMATION INC ¦ P/N:7ME3530-2AA00-0AA1<br>OES:SIEMENS Industry Inc.(Hauppauge) ¦ P/N:994DBN3GSC1183 | FLOW METER,DIRECT ACTING,N/A,RS-232,400L/min,SITRANS FUS 1010 STANDARD CL,측정범위(하한):0L/min | CONTROL BAILEY | SIEMENS ENERGY & AUTOMATI | 7ME3530-2AA00-0AA1 |  | 2323-441-J-SI-FIT-0303 | HPSI PP 1 (02PA) SUC. FLOW TX
287 | 한빛2발 | 400012045 | 압력전송기 | 전기 | 전송기,DP,PRESSURE,RANGE: 0-9 TO 0-50" W.C, | A | OES:Cameron International Corp. A Schlu ¦ M/N:6001N | PRESSURE TRANSMITTER,Differential Pressure,DC4~20mA,±0.5% OF CALIBRATED SPAN,0~9 TO 0~50inH2O,품질보증서류:REFER TO SPECIFICATION | COMSIP, INC. | ITT BARTON INSTRUMENTS(US |  | 6001N | 2323-615-J-VC-TS-0247 | CTRL RM HTR 05AA PRIM OVER TEMP SW
288 | 한빛2발 | 400012106 | 온도제어기 | 계측 | 제어장치,온도용,SDC-3505G,GOLDSTAR-HONEYWELL CO | A | OES:LG-하니웰(주) ¦ P/N:SDC-3505G | TEMPERATURE CONTROLLER | HONEYWELL | LG-하니웰(주) | SDC-3505G |  | 2324-615-J-VC-TT-0014 | TRAIN A OA INTAKE TEMP TX
289 | 한울2발 | 400015081 | 온도제어기 | 계측 | 제어장치,온도용,3WIRE RTD 100Ω,CONTACT, | Q | OES:엘에스전선 주식회사 ¦ M/N:F0471218;LS N-01<br>OES:신흥콘트롤(주) ¦ P/N:LSC-T31-02<br>OEM:K-TEK INTERNATIONAL, INC. ¦ M/N:D972-P81-E150<br>OES:UNITED ELECTRIC CONTROLS ¦ M/N:D972-P81-E150 | TEMPERATURE CONTROLLER,DIGITAL,AC120V,60Hz,CONTACT,±0.5%ofFS(%ofSPAN),3WIRE RTD 100ohm,OIL HI/LO TEMP | U.E.C | LS전선(주) [구 LG전선(주) | LSC-T31-02 | D972-P81-E150 | 2423-633-J-TIS-0206 | ECW 01A OIL HI/LO TEMP IND SWCH
290 | 한울2발 | 400015082 | 온도제어기 | 계측 | 제어장치,온도용,C OF C,MANUAL,TEMP.CONTR | Q | OEM:K-TEK INTERNATIONAL, INC. ¦ P/N:D972-P81-E211-E221-E250<br>OES:UNITED ELECTRIC CONTROLS ¦ P/N:D972-P81-E211-E221-E250 | TEMPERATURE CONTROLLER | U.E.C | K-TEK INTERNATIONAL, INC. | D972-P81-E211-E221-E250 |  | 2423-633-J-TIS-0206 | ECW 01A OIL HI/LO TEMP IND SWCH
291 | 월성2발 | 400016154 | 온도제어기 | 계측 | 온도제어기,TP970A2038,TP970A2038,WALL MOUNTIN | A | OEM:Honeywell international Inc. ¦ P/N:TP970A2038 ¦ M/N:TP970A2038 | TEMPERATURE CONTROLLER,WALL MOUNTING,60∼90degF | (주)센추리 | HONEYWELL INTERNATIONAL INC. | TP970A2038 |  | 2224-67320-TC42 | 전기설비실 공급공기 온도제한 조절기
292 | 한빛2발 | 400017177 | IP컨버터 | 계측 | 변환기,전류/공기압,POSITIONER,I/P MODULE | A | OEM:FLOWSERVE US COMPANY ¦ M/N:APEX5100 | I/P CONVERTER,3~15psi,CONDUIT:NPT1/2in,4~20mA,VALVE POSITIONER,EMF AND RFI PROTECTED,품질서류 1:REFER TO PROCUREMENT SPEC. | N/A | FLOWSERVE FCD CORPORATION |  | APEX5100 | 2323-623-V-VF-0017 | FUEL BDG NRML EXH ACU 02S MANUAL DAMP V
293 | 고리2발 | 400017780 | 압력전송기 | 계측 | 전송기,PRESSURE,PRESSURE,STAINLESS STEEL,0~ | Q | OES:Rosemount Nuclear Insruments, Inc. ¦ 대표자재 ¦ M/N:1154SH9RAN0132 | PRESSURE TRANSMITTER,SILICONE OIL,DC13.55~45V,4~20mA,±0.25% OF CALIBRATION SPAN,3/8in,NPT1/2in-14,0.2sec LESS,SUS316,SS,SUS316,SWP:3000psi,40~200degF,0~3000,1706.8~2560.2psi,SUS316,IEEE 323-1974,적용품질기준:IEEE 344-1975,품질보증서류:RESPONSE TIME SHEET | ROSEMOUNT | ROSEMOUNT NUCLEAR INSTRUMENTS, INC. |  | 1154SH9RAN0132 | 2123-BB-PT-455 | PZR PRESS CONTROL PT
294 | 고리2발 | 400017782 | 압력전송기 | 계측 | 전송기,DIFFERENTIAL PRESSURE,PRESSURE,SUS31 | Q | OES:Rosemount Nuclear Insruments, Inc. ¦ 대표자재 ¦ M/N:1154DH5RAN0132 | PRESSURE TRANSMITTER,SILICONE OIL,Differential Pressure,DC13.55~45V,4~20mA,±0.25% OF CAL SPAN,3/8in,±0.2％OF UPPER RANGE LIMIT,SUS316,SUS316,SWP:2000psi,0~200degF,0~750,0~572inH2O,SUS316,RWST TRANSMITTER-LEVEL,시험성적서류:CALIBRATION&RESPONSE TIME DATA SHT | ROSEMOUNT | ROSEMOUNT NUCLEAR INSTRUMENTS, INC. |  | 1154DH5RAN0132 | 2123-BN-LT-960 | RWST LEVEL Tx(PROTECTION I)
295 | 한빛2발 | 400017905 | IP컨버터 | 계측 | 변환기,전류/공기압,I/P TRANSDUCER,4~20㎃ | A | OES:FLOWSERVE US COMPANY ¦ P/N:NT3000-4110345 ¦ M/N:E/P 181366.999.000 | I/P CONVERTER,4~20mA,3∼15psi(g),30∼150psi,I/P TRANSDUCER,적용품질기준:APPLY ATTACHED SPECIFICATION,품질서류 1:APPLY ATTACHED SPECIFICATION | FLOWSERVE | FLOWSERVE CORPORATION | NT3000-4110345 | E/P 181366.999.000 | 2324-531-J-CD-PT-0087 | COND PP C DISCH PRESS TX
296 | 한빛2발 | 400019221 | 공정제어기 | 계측 | 제어/지시기,P,I,D CONTROL,CONTROL CARD,0 | A | OEM:FRAMATOME GmbH ¦ M/N:N-2CCA-SF<br>OES:FRAMATOME Inc. ¦ M/N:N-2CCA-SF | INDICATOR CONTROL,전자식,.,DC0∼10V,DI/DO,DC±15V,CONTROL CARD,DC0∼10V,DI/DO,IN:4CH,OUT:2CH,2DI,2DO,MUTI-FUNCTION,타입(형식):P,I,D CONTROL,연결 전기 데이터:ANALOG&DIGITAL IN/OUT | INVENSYS SYSTEMS, INC | INVENSYS SYSTEMS, INC | N-2CCA-SF |  | 2324-521-J-MS-PC-0185-B | PWR OPER ADV PRESS CTRL VV 0185 CN
297 | 한빛2발 | 400019247 | 공정제어기 | 계측 | (구성품)공정제어기,전자식,TL-101 | A | OEM:FISHER CONTROLS INTERNATIONAL, LLC ¦ 대표자재 ¦ M/N:TL-101 | CONTROL INDICATOR,전자식,품질서류 1:REFER TO SPECIFICATION | FISHER CONTROLS INTE | FISHER CONTROLS INTERNATIONAL, LLC |  |  | 2323-451-J-CV-AR-0203 | PURIF ION EXCHANGERS INLET RECORDER
298 | 한울2발 | 400019954 | 유량지시계 | 계측 | 계기,유량지시형,ROTAMETER,METER SCALE : | A | OES:AMETEK POWER INSTRUMENTS ¦ M/N:20-7030V | ROTAMETER,NPT1/4in,METER SCALE:3in,OPERATING PRESSURE:130psi(g),70degF,14~140mL/min | N/A | AMETEK |  | 20-7030V | 2423-451-J-FI-0286 | BAC MAKEUP WATER FLOW INDICATOR
299 | 한빛2발 | 400021369 | 패널지시계 | 계측 | 지시기,디지탈식,BECKMAN SP350 SERIES,98. | A | OEM:WEST-CON ¦ M/N:2473-282983 | DIGITAL INDICATOR,디지털,AC115V,±0.005%,±19999,PANEL MOUNTING,98.42x44.45x115.82mm,BECKMAN SP350 SERIES | 웨스팅하우스 | WEST-CON |  | 2473-282983 | 2323-755-J-RRS-DVM | DIGITAL INDICATIOR
300 | 고리2발 | 400021662 | 발전기용 동기장치 | 전기 | 발전기용 동기장치,127D741G04 N,ELECTRICAL | A | OES:EATON CORPORATION ¦ P/N:127D741G04 N<br>OES:Westinghouse Electric Company ¦ P/N:127D741G04 N | SYNCHRONIZER,ELECTRICAL | WESTINGHOUSE | WESTINGHOUSE ELECTRIC COMPANY | 127D741G04 N |  | 2111-EA-XSW0010 | ROD DRIVE M-G SET SWITCHGEAR